## README
EnergyScope TD data management file
Refer to paper "EnergyScope TD: an open source model for national energy systems" Limpens2019
Tabs structure :
1. Time series
1.1 End use demand and weather related (%_elec, %_sh…)
1.2 Technology related related to maintenance or weather (c_p_t)
2. Scenario
2.1 Resources (avail, gwp_op & c_op)
2.2 User defined (%_pub_min, fmin_%,re_share…)
2.3 Yearly energy end use demand
3. Technologies
3.1 layers_in_out (f)
3.2 Technologies caracteristiques (c_inv, lifetime …)
3.2 Storage (efficiency_in, charge time,…)
Color code :
User Input
Automatically computed | color code shoudl be verified and improved
Default value
Jean-Louis Tychon and Jeroen Dommisse Inputs

## 1.1 Time Series
|  | End Use Demands |  |  |  |  | Weather
{PERIODS} | period_duration [h] | Electricity (%_elec) | Space Heating (%_sh) | Space Cooling | Passanger mobility (%_pass) | Freight mobility (%_freight) | PV | Wind_onshore | Wind_offshore | Hydro_dam | Hydro_river | Tidal | Solar
1 | 1 | 0.00013367 | 0.00036141 | 0 | 5.8742e-06 | 0.00011416 | 0 | 0.13412 | 0.5899 | 0.45435 | 0.41003 | 0.039802 | 0
2 | 1 | 0.00012604 | 0.00036341 | 0 | 2.3497e-06 | 0.00011416 | 0 | 0.14197 | 0.5705 | 0.37083 | 0.3885 | 0.17527 | 0
3 | 1 | 0.00012004 | 0.0003649 | 0 | 1.1748e-06 | 0.00011416 | 0 | 0.14963 | 0.5279 | 0.21013 | 0.36717 | 0.22268 | 0
4 | 1 | 0.00010347 | 0.00036627 | 0 | 1.4098e-05 | 0.00011416 | 0 | 0.15312 | 0.5033 | 0.098612 | 0.35428 | 0.14009 | 0
5 | 1 | 9.2375e-05 | 0.00036738 | 0 | 3.7595e-05 | 0.00011416 | 0 | 0.14372 | 0.525 | 0.1327 | 0.34846 | 0.041147 | 0
6 | 1 | 9.0699e-05 | 0.00036779 | 0 | 9.3987e-05 | 0.00011416 | 0 | 0.1345 | 0.5091 | 0.15449 | 0.3312 | 0.0013575 | 0
7 | 1 | 9.0698e-05 | 0.00036881 | 0 | 0.0001821 | 0.00011416 | 0 | 0.15351 | 0.4669 | 0.13221 | 0.31831 | 0.0053101 | 0
8 | 1 | 9.199e-05 | 0.00036762 | 0 | 0.0001586 | 0.00011416 | 0.00953 | 0.17591 | 0.4639 | 0.11152 | 0.33663 | 0.068734 | 0
9 | 1 | 9.7797e-05 | 0.00034355 | 0 | 0.00014685 | 0.00011416 | 0.062187 | 0.18774 | 0.5913 | 0.09776 | 0.35689 | 0.098975 | 0.0042677
10 | 1 | 0.00010972 | 0.00030964 | 0 | 0.00016448 | 0.00011416 | 0.17009 | 0.18687 | 0.4844 | 0.099708 | 0.36824 | 0.064153 | 0.037785
11 | 1 | 0.00012237 | 0.00027994 | 0 | 0.00018797 | 0.00011416 | 0.26409 | 0.17901 | 0.2256 | 0.13331 | 0.37706 | 0.022253 | 0.024938
12 | 1 | 0.00013384 | 0.00025349 | 0 | 0.00020677 | 0.00011416 | 0.30415 | 0.17145 | 0.1883 | 0.20684 | 0.3885 | 0.0013373 | 0.012525
13 | 1 | 0.00014577 | 0.00023883 | 0 | 0.00018797 | 0.00011416 | 0.29995 | 0.16631 | 0.212 | 0.11687 | 0.36048 | 0.046976 | 0.023723
14 | 1 | 0.00013739 | 0.00023856 | 0 | 0.00019032 | 0.00011416 | 0.24487 | 0.16418 | 0.2701 | 0.074263 | 0.3377 | 0.20336 | 0.0029194
15 | 1 | 0.00011806 | 0.00025495 | 0 | 0.00021382 | 0.00011416 | 0.14715 | 0.16457 | 0.4128 | 0.072803 | 0.33139 | 0.25925 | 0
16 | 1 | 9.9312e-05 | 0.00028792 | 0 | 0.00022322 | 0.00011416 | 0.048457 | 0.18794 | 0.5981 | 0.080351 | 0.32752 | 0.1622 | 0
17 | 1 | 9.4909e-05 | 0.00030813 | 0 | 0.00022322 | 0.00011416 | 0.0062995 | 0.22314 | 0.6921 | 0.36596 | 0.3566 | 0.047516 | 0
18 | 1 | 0.00011582 | 0.00031091 | 0 | 0.00016448 | 0.00011416 | 0 | 0.25912 | 0.7171 | 0.69929 | 0.43921 | 0.0014402 | 0
19 | 1 | 0.00013605 | 0.00031334 | 0 | 0.00011748 | 0.00011416 | 0 | 0.29257 | 0.7385 | 0.77697 | 0.4776 | 0.0070149 | 0
20 | 1 | 0.00014328 | 0.0003169 | 0 | 8.8113e-05 | 0.00011416 | 0 | 0.31895 | 0.7779 | 0.65498 | 0.46704 | 0.082421 | 0
21 | 1 | 0.00013701 | 0.00031821 | 0 | 5.8742e-05 | 0.00011416 | 0 | 0.33902 | 0.81 | 0.42768 | 0.4683 | 0.11489 | 0
22 | 1 | 0.00012601 | 0.00031813 | 0 | 3.7595e-05 | 0.00011416 | 0 | 0.35095 | 0.8294 | 0.51047 | 0.4619 | 0.072661 | 0
23 | 1 | 0.0001307 | 0.0003188 | 0 | 2.3497e-05 | 0.00011416 | 0 | 0.37694 | 0.8531 | 0.37022 | 0.42612 | 0.02419 | 0
24 | 1 | 0.00013521 | 0.00031901 | 0 | 9.3987e-06 | 0.00011416 | 0 | 0.38509 | 0.8543 | 0.21585 | 0.35728 | 0.0013373 | 0
25 | 1 | 0.0001233 | 0.00031768 | 0 | 5.8742e-06 | 0.00011416 | 0 | 0.39003 | 0.8451 | 0.14268 | 0.30812 | 0.052888 | 0
26 | 1 | 0.00011421 | 0.00031459 | 0 | 2.3497e-06 | 0.00011416 | 0 | 0.39119 | 0.8416 | 0.10993 | 0.27497 | 0.22628 | 0
27 | 1 | 0.00011048 | 0.00031107 | 0 | 1.1748e-06 | 0.00011416 | 0 | 0.40952 | 0.8381 | 0.064889 | 0.2707 | 0.28916 | 0
28 | 1 | 9.8351e-05 | 0.00030768 | 0 | 1.4098e-05 | 0.00011416 | 0 | 0.42989 | 0.8279 | 0.05235 | 0.27138 | 0.18023 | 0
29 | 1 | 9.4088e-05 | 0.00030393 | 0 | 3.7595e-05 | 0.00011416 | 0 | 0.43677 | 0.8092 | 0.04261 | 0.27778 | 0.052702 | 0
30 | 1 | 0.00010256 | 0.00029759 | 0 | 9.3987e-05 | 0.00011416 | 0 | 0.43542 | 0.7906 | 0.087168 | 0.2931 | 0.0015043 | 0
31 | 1 | 0.00011707 | 0.00029084 | 0 | 0.0001821 | 0.00011416 | 0 | 0.42911 | 0.8257 | 0.17677 | 0.31026 | 0.0085089 | 0
32 | 1 | 0.00013057 | 0.00028293 | 0 | 0.0001586 | 0.00011416 | 0.0092069 | 0.41185 | 0.7437 | 0.36681 | 0.35554 | 0.0938 | 0
33 | 1 | 0.00014429 | 0.0002664 | 0 | 0.00014685 | 0.00011416 | 0.053465 | 0.37267 | 0.6327 | 0.48393 | 0.40954 | 0.12789 | 0.0042343
34 | 1 | 0.00015884 | 0.00024376 | 0 | 0.00016448 | 0.00011416 | 0.136 | 0.34116 | 0.4786 | 0.52885 | 0.44154 | 0.079513 | 0.0053709
35 | 1 | 0.00017146 | 0.00022052 | 0 | 0.00018797 | 0.00011416 | 0.2053 | 0.31711 | 0.3955 | 0.55551 | 0.47314 | 0.025714 | 0
36 | 1 | 0.00017949 | 0.0002024 | 0 | 0.00020677 | 0.00011416 | 0.22565 | 0.29897 | 0.2676 | 0.65437 | 0.47906 | 0.0013373 | 0
37 | 1 | 0.00018865 | 0.00019079 | 0 | 0.00018797 | 0.00011416 | 0.21967 | 0.26872 | 0.1967 | 0.48563 | 0.44377 | 0.059277 | 0
38 | 1 | 0.00017919 | 0.00019032 | 0 | 0.00019032 | 0.00011416 | 0.18075 | 0.2309 | 0.1099 | 0.39238 | 0.39122 | 0.25088 | 0
39 | 1 | 0.00016278 | 0.00020807 | 0 | 0.00021382 | 0.00011416 | 0.10321 | 0.20966 | 0.0539 | 0.37984 | 0.38656 | 0.32128 | 0.035189
40 | 1 | 0.00014148 | 0.00023977 | 0 | 0.00022322 | 0.00011416 | 0.03279 | 0.18202 | 0.0392 | 0.39554 | 0.41827 | 0.19955 | 0.58925
41 | 1 | 0.000135 | 0.00025544 | 0 | 0.00022322 | 0.00011416 | 0.0058149 | 0.16408 | 0.0662 | 0.63453 | 0.47353 | 0.058253 | 0
42 | 1 | 0.00015113 | 0.00026211 | 0 | 0.00016448 | 0.00011416 | 0 | 0.15564 | 0.1394 | 0.84393 | 0.52957 | 0.0015704 | 0
43 | 1 | 0.00016701 | 0.00027094 | 0 | 0.00011748 | 0.00011416 | 0 | 0.1443 | 0.2021 | 0.86365 | 0.53141 | 0.010201 | 0
44 | 1 | 0.00016667 | 0.00027462 | 0 | 8.8113e-05 | 0.00011416 | 0 | 0.13256 | 0.2676 | 0.66703 | 0.50359 | 0.10618 | 0
45 | 1 | 0.00015187 | 0.00027526 | 0 | 5.8742e-05 | 0.00011416 | 0 | 0.11559 | 0.343 | 0.43718 | 0.46742 | 0.14184 | 0
46 | 1 | 0.00013641 | 0.00027552 | 0 | 3.7595e-05 | 0.00011416 | 0 | 0.10551 | 0.3854 | 0.47845 | 0.46839 | 0.086783 | 0
47 | 1 | 0.00013862 | 0.00027967 | 0 | 2.3497e-05 | 0.00011416 | 0 | 0.10066 | 0.3403 | 0.54176 | 0.44192 | 0.0273 | 0
48 | 1 | 0.00014237 | 0.00028471 | 0 | 9.3987e-06 | 0.00011416 | 0 | 0.11327 | 0.2777 | 0.29486 | 0.43552 | 0.0013373 | 0
49 | 1 | 0.00012743 | 0.00028804 | 0 | 5.8742e-06 | 0.00011416 | 0 | 0.12393 | 0.2854 | 0.19491 | 0.39189 | 0.06616 | 0
50 | 1 | 0.00011602 | 0.00028728 | 0 | 2.3497e-06 | 0.00011416 | 0 | 0.13344 | 0.2564 | 0.15084 | 0.36097 | 0.27718 | 0
51 | 1 | 0.00010865 | 0.00028759 | 0 | 1.1748e-06 | 0.00011416 | 0 | 0.15574 | 0.3683 | 0.10117 | 0.32432 | 0.3557 | 0
52 | 1 | 9.2802e-05 | 0.00028708 | 0 | 1.4098e-05 | 0.00011416 | 0 | 0.18474 | 0.6544 | 0.075116 | 0.29814 | 0.2202 | 0
53 | 1 | 8.524e-05 | 0.00028499 | 0 | 3.7595e-05 | 0.00011416 | 0 | 0.2116 | 0.8464 | 0.081933 | 0.29155 | 0.06418 | 0
54 | 1 | 8.8807e-05 | 0.0002799 | 0 | 9.3987e-05 | 0.00011416 | 0 | 0.22731 | 0.9345 | 0.095325 | 0.30085 | 0.0016383 | 0
55 | 1 | 9.7439e-05 | 0.00027282 | 0 | 0.0001821 | 0.00011416 | 0 | 0.2661 | 0.9469 | 0.10738 | 0.32335 | 0.012104 | 0
56 | 1 | 0.00010744 | 0.00026323 | 0 | 0.0001586 | 0.00011416 | 0.0083993 | 0.31197 | 0.9587 | 0.1394 | 0.37144 | 0.11961 | 0
57 | 1 | 0.0001209 | 0.00024548 | 0 | 0.00014685 | 0.00011416 | 0.044419 | 0.37296 | 0.9332 | 0.18322 | 0.41953 | 0.15676 | 0.0041897
58 | 1 | 0.00013794 | 0.00022202 | 0 | 0.00016448 | 0.00011416 | 0.11194 | 0.40884 | 0.9051 | 0.2038 | 0.45094 | 0.094484 | 0.10966
59 | 1 | 0.00015394 | 0.00019387 | 0 | 0.00018797 | 0.00011416 | 0.16556 | 0.45413 | 0.8837 | 0.27185 | 0.45327 | 0.02895 | 0.054466
60 | 1 | 0.00016402 | 0.00016929 | 0 | 0.00020677 | 0.00011416 | 0.19108 | 0.51416 | 0.9236 | 0.28744 | 0.45637 | 0.0013373 | 0.0049697
61 | 1 | 0.00017676 | 0.00014998 | 0 | 0.00018797 | 0.00011416 | 0.19448 | 0.56458 | 0.9198 | 0.23606 | 0.41865 | 0.071033 | 0.0026186
62 | 1 | 0.00017237 | 0.00013785 | 0 | 0.00019032 | 0.00011416 | 0.16007 | 0.6057 | 0.915 | 0.19491 | 0.37289 | 0.29571 | 0.0028971
63 | 1 | 0.00016138 | 0.00013382 | 0 | 0.00021382 | 0.00011416 | 0.096915 | 0.64294 | 0.9087 | 0.13294 | 0.33469 | 0.37996 | 0.0069866
64 | 1 | 0.00014778 | 0.00013957 | 0 | 0.00022322 | 0.00011416 | 0.033759 | 0.65264 | 0.9015 | 0.11432 | 0.34574 | 0.23473 | 0.04797
65 | 1 | 0.0001407 | 0.00014818 | 0 | 0.00022322 | 0.00011416 | 0.0061379 | 0.64478 | 0.9047 | 0.22547 | 0.3948 | 0.068347 | 0
66 | 1 | 0.00015169 | 0.00015117 | 0 | 0.00016448 | 0.00011416 | 0 | 0.61695 | 0.9121 | 0.41332 | 0.47722 | 0.0016847 | 0
67 | 1 | 0.00016559 | 0.00015456 | 0 | 0.00011748 | 0.00011416 | 0 | 0.56808 | 0.8601 | 0.37253 | 0.48041 | 0.013496 | 0
68 | 1 | 0.00016385 | 0.00015955 | 0 | 8.8113e-05 | 0.00011416 | 0 | 0.48216 | 0.8287 | 0.21682 | 0.44425 | 0.12916 | 0
69 | 1 | 0.00014839 | 0.00016495 | 0 | 5.8742e-05 | 0.00011416 | 0 | 0.39818 | 0.7958 | 0.13051 | 0.43019 | 0.16727 | 0
70 | 1 | 0.00013219 | 0.0001715 | 0 | 3.7595e-05 | 0.00011416 | 0 | 0.32826 | 0.7149 | 0.18395 | 0.45336 | 0.099862 | 0
71 | 1 | 0.00013302 | 0.00018128 | 0 | 2.3497e-05 | 0.00011416 | 0 | 0.2659 | 0.6897 | 0.17215 | 0.42476 | 0.030087 | 0
72 | 1 | 0.00013642 | 0.00019279 | 0 | 9.3987e-06 | 0.00011416 | 0 | 0.23041 | 0.673 | 0.080716 | 0.39994 | 0.0013373 | 0
73 | 1 | 0.00012086 | 0.00020545 | 0 | 5.8742e-06 | 0.00011416 | 0 | 0.21063 | 0.6008 | 0.056854 | 0.37144 | 0.07614 | 0
74 | 1 | 0.00010516 | 0.00021621 | 0 | 2.3497e-06 | 0.00011416 | 0 | 0.20229 | 0.5322 | 0.03701 | 0.34662 | 0.31504 | 0
75 | 1 | 9.3654e-05 | 0.00022615 | 0 | 1.1748e-06 | 0.00011416 | 0 | 0.17601 | 0.4975 | 0.018505 | 0.32121 | 0.40529 | 0
76 | 1 | 7.5311e-05 | 0.00023462 | 0 | 1.4098e-05 | 0.00011416 | 0 | 0.15147 | 0.4581 | 0.021183 | 0.31908 | 0.24989 | 0
77 | 1 | 6.4195e-05 | 0.00024081 | 0 | 3.7595e-05 | 0.00011416 | 0 | 0.13285 | 0.3983 | 0.022036 | 0.32771 | 0.07269 | 0
78 | 1 | 6.2487e-05 | 0.00024533 | 0 | 9.3987e-05 | 0.00011416 | 0 | 0.12345 | 0.3293 | 0.017531 | 0.33741 | 0.0017319 | 0
79 | 1 | 6.6077e-05 | 0.00024947 | 0 | 0.0001821 | 0.00011416 | 0 | 0.11288 | 0.2828 | 0.017288 | 0.36203 | 0.014991 | 0
80 | 1 | 7.0054e-05 | 0.00025231 | 0 | 0.0001586 | 0.00011416 | 0.0090454 | 0.10289 | 0.2198 | 0.032749 | 0.38045 | 0.1392 | 0
81 | 1 | 7.9228e-05 | 0.00024249 | 0 | 0.00014685 | 0.00011416 | 0.054111 | 0.098817 | 0.1672 | 0.031166 | 0.41226 | 0.17824 | 0.0041563
82 | 1 | 9.5968e-05 | 0.00022198 | 0 | 0.00016448 | 0.00011416 | 0.13681 | 0.094065 | 0.1046 | 0.061846 | 0.45201 | 0.10544 | 0.17825
83 | 1 | 0.00011273 | 0.00020357 | 0 | 0.00018797 | 0.00011416 | 0.19948 | 0.089992 | 0.0383 | 0.090212 | 0.47935 | 0.031253 | 0.47338
84 | 1 | 0.0001257 | 0.00018657 | 0 | 0.00020677 | 0.00011416 | 0.22 | 0.08621 | 0.0246 | 0.15291 | 0.48294 | 0.0013373 | 0.5847
85 | 1 | 0.0001411 | 0.00017438 | 0 | 0.00018797 | 0.00011416 | 0.22129 | 0.086501 | 0.0295 | 0.17288 | 0.46471 | 0.078782 | 0.74805
86 | 1 | 0.00013391 | 0.00017105 | 0 | 0.00019032 | 0.00011416 | 0.18446 | 0.086792 | 0.0272 | 0.075968 | 0.45501 | 0.32501 | 0.75498
87 | 1 | 0.00011796 | 0.00018109 | 0 | 0.00021382 | 0.00011416 | 0.11 | 0.086889 | 0.0189 | 0.060019 | 0.44347 | 0.41838 | 0.62829
88 | 1 | 9.8124e-05 | 0.00021474 | 0 | 0.00022322 | 0.00011416 | 0.036989 | 0.086307 | 0.0135 | 0.067081 | 0.44832 | 0.25771 | 0.45188
89 | 1 | 8.7969e-05 | 0.00024452 | 0 | 0.00022322 | 0.00011416 | 0.0059764 | 0.089216 | 0.0162 | 0.21062 | 0.4776 | 0.074929 | 0
90 | 1 | 0.0001036 | 0.00025779 | 0 | 0.00016448 | 0.00011416 | 0 | 0.085725 | 0.0311 | 0.55978 | 0.53471 | 0.0017558 | 0
91 | 1 | 0.00012629 | 0.00026849 | 0 | 0.00011748 | 0.00011416 | 0 | 0.087374 | 0.0458 | 0.64853 | 0.55042 | 0.015778 | 0
92 | 1 | 0.00013155 | 0.0002789 | 0 | 8.8113e-05 | 0.00011416 | 0 | 0.092223 | 0.0656 | 0.42817 | 0.53015 | 0.14442 | 0
93 | 1 | 0.00012074 | 0.00028769 | 0 | 5.8742e-05 | 0.00011416 | 0 | 0.092804 | 0.091 | 0.23716 | 0.51076 | 0.1839 | 0
94 | 1 | 0.00010635 | 0.00029393 | 0 | 3.7595e-05 | 0.00011416 | 0 | 0.097459 | 0.1217 | 0.28451 | 0.51929 | 0.10831 | 0
95 | 1 | 0.00010876 | 0.00029792 | 0 | 2.3497e-05 | 0.00011416 | 0 | 0.095229 | 0.1557 | 0.26053 | 0.52792 | 0.031847 | 0
96 | 1 | 0.00011547 | 0.00029745 | 0 | 9.3987e-06 | 0.00011416 | 0 | 0.1025 | 0.1821 | 0.099708 | 0.51105 | 0.0013373 | 0
97 | 1 | 0.0001057 | 0.00029594 | 0 | 5.8742e-06 | 0.00011416 | 0 | 0.10163 | 0.1936 | 0.086925 | 0.49602 | 0.078782 | 0
98 | 1 | 9.7498e-05 | 0.00029896 | 0 | 2.3497e-06 | 0.00011416 | 0 | 0.097944 | 0.2032 | 0.075968 | 0.4871 | 0.32501 | 0
99 | 1 | 9.2346e-05 | 0.00030219 | 0 | 1.1748e-06 | 0.00011416 | 0 | 0.091835 | 0.229 | 0.062698 | 0.47343 | 0.41838 | 0
100 | 1 | 7.8517e-05 | 0.00030526 | 0 | 1.4098e-05 | 0.00011416 | 0 | 0.079616 | 0.2867 | 0.058559 | 0.46723 | 0.25771 | 0
101 | 1 | 7.4445e-05 | 0.00030857 | 0 | 3.7595e-05 | 0.00011416 | 0 | 0.073701 | 0.364 | 0.090821 | 0.47363 | 0.074929 | 0
102 | 1 | 8.7662e-05 | 0.00031168 | 0 | 9.3987e-05 | 0.00011416 | 0 | 0.070888 | 0.384 | 0.21585 | 0.49651 | 0.0017558 | 0
103 | 1 | 0.00011771 | 0.00031481 | 0 | 0.0001821 | 0.00011416 | 0 | 0.080004 | 0.2764 | 0.43548 | 0.54528 | 0.015778 | 0
104 | 1 | 0.00015121 | 0.00031655 | 0 | 0.0001586 | 0.00011416 | 0.010338 | 0.082234 | 0.2313 | 0.45666 | 0.56835 | 0.14442 | 0
105 | 1 | 0.00016863 | 0.00030309 | 0 | 0.00014685 | 0.00011416 | 0.059926 | 0.077192 | 0.1925 | 0.37546 | 0.57592 | 0.1839 | 0.0041006
106 | 1 | 0.00017683 | 0.00028074 | 0 | 0.00016448 | 0.00011416 | 0.15329 | 0.068076 | 0.1529 | 0.35646 | 0.57805 | 0.10831 | 0.03968
107 | 1 | 0.00018463 | 0.00025478 | 0 | 0.00018797 | 0.00011416 | 0.23195 | 0.055857 | 0.1842 | 0.35001 | 0.59443 | 0.031847 | 0.014731
108 | 1 | 0.00019238 | 0.00023139 | 0 | 0.00020677 | 0.00011416 | 0.25989 | 0.049942 | 0.1811 | 0.355 | 0.58212 | 0.0013373 | 0.093767
109 | 1 | 0.00019772 | 0.00021527 | 0 | 0.00018797 | 0.00011416 | 0.25553 | 0.04616 | 0.1438 | 0.30692 | 0.56031 | 0.07614 | 0.18946
110 | 1 | 0.00019302 | 0.00020842 | 0 | 0.00019032 | 0.00011416 | 0.21402 | 0.042281 | 0.1161 | 0.31337 | 0.54819 | 0.31504 | 0.020068
111 | 1 | 0.00018296 | 0.00021549 | 0 | 0.00021382 | 0.00011416 | 0.13229 | 0.041602 | 0.0995 | 0.23801 | 0.53704 | 0.40529 | 0
112 | 1 | 0.00016277 | 0.00024785 | 0 | 0.00022322 | 0.00011416 | 0.044904 | 0.045481 | 0.1138 | 0.23302 | 0.53384 | 0.24989 | 0
113 | 1 | 0.00015314 | 0.00028289 | 0 | 0.00022322 | 0.00011416 | 0.0066225 | 0.052948 | 0.1529 | 0.7329 | 0.57786 | 0.07269 | 0
114 | 1 | 0.00016717 | 0.0002971 | 0 | 0.00016448 | 0.00011416 | 0 | 0.058379 | 0.1811 | 0.89287 | 0.61518 | 0.0017319 | 0
115 | 1 | 0.00018596 | 0.00030547 | 0 | 0.00011748 | 0.00011416 | 0 | 0.059154 | 0.1771 | 0.85598 | 0.62245 | 0.014991 | 0
116 | 1 | 0.0001854 | 0.0003114 | 0 | 8.8113e-05 | 0.00011416 | 0 | 0.057991 | 0.1548 | 0.57232 | 0.58406 | 0.1392 | 0
117 | 1 | 0.00016569 | 0.00031571 | 0 | 5.8742e-05 | 0.00011416 | 0 | 0.060415 | 0.1359 | 0.26248 | 0.54576 | 0.17824 | 0
118 | 1 | 0.00014323 | 0.00031997 | 0 | 3.7595e-05 | 0.00011416 | 0 | 0.065749 | 0.1266 | 0.35281 | 0.54596 | 0.10544 | 0
119 | 1 | 0.00014294 | 0.00032324 | 0 | 2.3497e-05 | 0.00011416 | 0 | 0.070694 | 0.1153 | 0.37497 | 0.55177 | 0.031253 | 0
120 | 1 | 0.00014549 | 0.00032565 | 0 | 9.3987e-06 | 0.00011416 | 0 | 0.071373 | 0.1046 | 0.20782 | 0.52472 | 0.0013373 | 0
121 | 1 | 0.00013171 | 0.00032766 | 0 | 5.8742e-06 | 0.00011416 | 0 | 0.071664 | 0.0952 | 0.12454 | 0.50553 | 0.073557 | 0
122 | 1 | 0.00012093 | 0.00032925 | 0 | 2.3497e-06 | 0.00011416 | 0 | 0.071373 | 0.1053 | 0.11298 | 0.49971 | 0.30527 | 0
123 | 1 | 0.00011595 | 0.00033009 | 0 | 1.1748e-06 | 0.00011416 | 0 | 0.073022 | 0.1421 | 0.083638 | 0.49438 | 0.39249 | 0
124 | 1 | 0.00010221 | 0.00033142 | 0 | 1.4098e-05 | 0.00011416 | 0 | 0.073119 | 0.2302 | 0.072559 | 0.48303 | 0.24223 | 0
125 | 1 | 9.8157e-05 | 0.00033267 | 0 | 3.7595e-05 | 0.00011416 | 0 | 0.07981 | 0.3361 | 0.13112 | 0.481 | 0.070496 | 0
126 | 1 | 0.00011107 | 0.00033302 | 0 | 9.3987e-05 | 0.00011416 | 0 | 0.095617 | 0.3556 | 0.26771 | 0.49981 | 0.0017082 | 0
127 | 1 | 0.00014094 | 0.00033165 | 0 | 0.0001821 | 0.00011416 | 0 | 0.10803 | 0.3854 | 0.54468 | 0.54101 | 0.01423 | 0
128 | 1 | 0.00017447 | 0.00032895 | 0 | 0.0001586 | 0.00011416 | 0.010015 | 0.10861 | 0.4317 | 0.59606 | 0.56787 | 0.13412 | 0
129 | 1 | 0.00019195 | 0.00031103 | 0 | 0.00014685 | 0.00011416 | 0.056534 | 0.10764 | 0.461 | 0.67823 | 0.58222 | 0.17269 | 0.0040449
130 | 1 | 0.00019911 | 0.00028671 | 0 | 0.00016448 | 0.00011416 | 0.1415 | 0.11084 | 0.4143 | 0.63574 | 0.59153 | 0.10263 | 0.015767
131 | 1 | 0.00020417 | 0.00026362 | 0 | 0.00018797 | 0.00011416 | 0.21354 | 0.11831 | 0.2932 | 0.55174 | 0.58823 | 0.030666 | 0
132 | 1 | 0.00021073 | 0.00024249 | 0 | 0.00020677 | 0.00011416 | 0.24358 | 0.12102 | 0.3103 | 0.50207 | 0.58261 | 0.0013373 | 0.0024514
133 | 1 | 0.00021448 | 0.0002265 | 0 | 0.00018797 | 0.00011416 | 0.24051 | 0.12413 | 0.3868 | 0.37753 | 0.57243 | 0.068568 | 0.11368
134 | 1 | 0.0002084 | 0.00021979 | 0 | 0.00019032 | 0.00011416 | 0.19722 | 0.13072 | 0.4449 | 0.33686 | 0.5508 | 0.28635 | 0.076997
135 | 1 | 0.00019877 | 0.00022568 | 0 | 0.00021382 | 0.00011416 | 0.11501 | 0.13392 | 0.3911 | 0.33942 | 0.54741 | 0.36769 | 0.15731
136 | 1 | 0.00018051 | 0.00024895 | 0 | 0.00022322 | 0.00011416 | 0.037958 | 0.14585 | 0.3334 | 0.34916 | 0.53442 | 0.22739 | 0.10711
137 | 1 | 0.00017375 | 0.00026783 | 0 | 0.00022322 | 0.00011416 | 0.0062995 | 0.1538 | 0.2651 | 0.58388 | 0.56787 | 0.066242 | 0
138 | 1 | 0.00018879 | 0.00026861 | 0 | 0.00016448 | 0.00011416 | 0 | 0.1506 | 0.3184 | 0.84137 | 0.61295 | 0.0016614 | 0
139 | 1 | 0.00020709 | 0.00026841 | 0 | 0.00011748 | 0.00011416 | 0 | 0.1473 | 0.4405 | 0.82664 | 0.62691 | 0.012788 | 0
140 | 1 | 0.0002054 | 0.00026973 | 0 | 8.8113e-05 | 0.00011416 | 0 | 0.14236 | 0.4742 | 0.54687 | 0.58765 | 0.12432 | 0
141 | 1 | 0.00018301 | 0.00027268 | 0 | 5.8742e-05 | 0.00011416 | 0 | 0.1345 | 0.4259 | 0.23825 | 0.54596 | 0.16196 | 0
142 | 1 | 0.00015962 | 0.00027501 | 0 | 3.7595e-05 | 0.00011416 | 0 | 0.13072 | 0.3584 | 0.25797 | 0.53878 | 0.097148 | 0
143 | 1 | 0.00015766 | 0.00027698 | 0 | 2.3497e-05 | 0.00011416 | 0 | 0.12025 | 0.2932 | 0.24945 | 0.54702 | 0.029515 | 0
144 | 1 | 0.00015856 | 0.00028119 | 0 | 9.3987e-06 | 0.00011416 | 0 | 0.096683 | 0.2431 | 0.13708 | 0.52783 | 0.0013373 | 0
145 | 1 | 0.00014392 | 0.00028679 | 0 | 5.8742e-06 | 0.00011416 | 0 | 0.079325 | 0.2065 | 0.10689 | 0.50417 | 0.06381 | 0
146 | 1 | 0.00013159 | 0.00028994 | 0 | 2.3497e-06 | 0.00011416 | 0 | 0.068658 | 0.1925 | 0.11334 | 0.48953 | 0.26822 | 0
147 | 1 | 0.00012539 | 0.00029092 | 0 | 1.1748e-06 | 0.00011416 | 0 | 0.06187 | 0.2109 | 0.095812 | 0.48129 | 0.34396 | 0
148 | 1 | 0.00011153 | 0.00029297 | 0 | 1.4098e-05 | 0.00011416 | 0 | 0.054791 | 0.2153 | 0.08656 | 0.47111 | 0.21317 | 0
149 | 1 | 0.00010735 | 0.00029596 | 0 | 3.7595e-05 | 0.00011416 | 0 | 0.051202 | 0.1925 | 0.10056 | 0.46723 | 0.062162 | 0
150 | 1 | 0.00011873 | 0.00030121 | 0 | 9.3987e-05 | 0.00011416 | 0 | 0.055178 | 0.1529 | 0.36036 | 0.49719 | 0.0016155 | 0
151 | 1 | 0.00014591 | 0.00030516 | 0 | 0.0001821 | 0.00011416 | 0 | 0.067591 | 0.0966 | 0.66849 | 0.5477 | 0.011446 | 0
152 | 1 | 0.00017815 | 0.0003045 | 0 | 0.0001586 | 0.00011416 | 0.010015 | 0.084271 | 0.0357 | 0.8046 | 0.58445 | 0.11501 | 0
153 | 1 | 0.00019589 | 0.00029004 | 0 | 0.00014685 | 0.00011416 | 0.056534 | 0.098138 | 0.002 | 0.72462 | 0.60093 | 0.15168 | 0.0039891
154 | 1 | 0.00019964 | 0.00027023 | 0 | 0.00016448 | 0.00011416 | 0.14376 | 0.10279 | 0.0017 | 0.64293 | 0.59957 | 0.091868 | 0.015667
155 | 1 | 0.00020254 | 0.00024803 | 0 | 0.00018797 | 0.00011416 | 0.21984 | 0.093968 | 0.009 | 0.60226 | 0.58503 | 0.028393 | 0
156 | 1 | 0.00020762 | 0.0002256 | 0 | 0.00020677 | 0.00011416 | 0.25731 | 0.08524 | 0.0287 | 0.54858 | 0.58658 | 0.0013373 | 0.012224
157 | 1 | 0.00020991 | 0.00021024 | 0 | 0.00018797 | 0.00011416 | 0.25828 | 0.083204 | 0.0777 | 0.44509 | 0.56545 | 0.057093 | 0.002574
158 | 1 | 0.00020299 | 0.00020455 | 0 | 0.00019032 | 0.00011416 | 0.21887 | 0.087277 | 0.1266 | 0.36681 | 0.54121 | 0.24249 | 0.44804
159 | 1 | 0.00019196 | 0.00021204 | 0 | 0.00021382 | 0.00011416 | 0.13923 | 0.094356 | 0.1741 | 0.29985 | 0.53733 | 0.31032 | 0.67185
160 | 1 | 0.00017408 | 0.00023762 | 0 | 0.00022322 | 0.00011416 | 0.049911 | 0.10832 | 0.3612 | 0.32189 | 0.54237 | 0.19297 | 0.50726
161 | 1 | 0.00016676 | 0.00025636 | 0 | 0.00022322 | 0.00011416 | 0.0071071 | 0.13732 | 0.5803 | 0.61505 | 0.55623 | 0.056361 | 0
162 | 1 | 0.00018069 | 0.00025754 | 0 | 0.00016448 | 0.00011416 | 0 | 0.18328 | 0.7171 | 0.70489 | 0.60452 | 0.0015481 | 0
163 | 1 | 0.00020055 | 0.00025703 | 0 | 0.00011748 | 0.00011416 | 0 | 0.21654 | 0.7888 | 0.54821 | 0.58018 | 0.0096143 | 0
164 | 1 | 0.00020028 | 0.0002555 | 0 | 8.8113e-05 | 0.00011416 | 0 | 0.24467 | 0.8067 | 0.27234 | 0.53704 | 0.10194 | 0
165 | 1 | 0.00017971 | 0.00025386 | 0 | 5.8742e-05 | 0.00011416 | 0 | 0.27056 | 0.8367 | 0.21877 | 0.50834 | 0.13708 | 0
166 | 1 | 0.00016141 | 0.00025165 | 0 | 3.7595e-05 | 0.00011416 | 0 | 0.28656 | 0.8388 | 0.27806 | 0.49283 | 0.084313 | 0
167 | 1 | 0.00015937 | 0.00024955 | 0 | 2.3497e-05 | 0.00011416 | 0 | 0.32021 | 0.8242 | 0.2514 | 0.49399 | 0.026764 | 0
168 | 1 | 0.00016156 | 0.00024812 | 0 | 9.3987e-06 | 0.00011416 | 0 | 0.32991 | 0.8491 | 0.17555 | 0.47915 | 0.0013373 | 0
169 | 1 | 0.00014779 | 0.00024695 | 0 | 5.8742e-06 | 0.00011416 | 0 | 0.33679 | 0.8451 | 0.12174 | 0.45879 | 0.048895 | 0
170 | 1 | 0.00013655 | 0.00024544 | 0 | 2.3497e-06 | 0.00011416 | 0 | 0.33844 | 0.8331 | 0.13355 | 0.4555 | 0.21082 | 0
171 | 1 | 0.00013107 | 0.00024321 | 0 | 1.1748e-06 | 0.00011416 | 0 | 0.35735 | 0.8257 | 0.11846 | 0.45036 | 0.26898 | 0
172 | 1 | 0.00011657 | 0.0002413 | 0 | 1.4098e-05 | 0.00011416 | 0 | 0.37316 | 0.7834 | 0.096177 | 0.44522 | 0.16807 | 0
173 | 1 | 0.00011204 | 0.00024016 | 0 | 3.7595e-05 | 0.00011416 | 0 | 0.39779 | 0.7215 | 0.10166 | 0.43882 | 0.049205 | 0
174 | 1 | 0.0001236 | 0.0002384 | 0 | 9.3987e-05 | 0.00011416 | 0 | 0.41767 | 0.7508 | 0.13757 | 0.45695 | 0.0014614 | 0
175 | 1 | 0.00015308 | 0.0002356 | 0 | 0.0001821 | 0.00011416 | 0 | 0.44579 | 0.7966 | 0.4709 | 0.50514 | 0.0074916 | 0
176 | 1 | 0.00018465 | 0.00023118 | 0 | 0.0001586 | 0.00011416 | 0.010338 | 0.47159 | 0.8242 | 0.54078 | 0.53287 | 0.086105 | 0
177 | 1 | 0.00019875 | 0.00021349 | 0 | 0.00014685 | 0.00011416 | 0.059926 | 0.50155 | 0.8842 | 0.46993 | 0.54344 | 0.11912 | 0.0039223
178 | 1 | 0.00020356 | 0.00019234 | 0 | 0.00016448 | 0.00011416 | 0.15086 | 0.5258 | 0.953 | 0.45325 | 0.52783 | 0.0749 | 0.018152
179 | 1 | 0.00020722 | 0.00017142 | 0 | 0.00018797 | 0.00011416 | 0.21838 | 0.548 | 0.9504 | 0.43487 | 0.52909 | 0.024691 | 0.14992
180 | 1 | 0.0002112 | 0.00015391 | 0 | 0.00020677 | 0.00011416 | 0.24035 | 0.5672 | 0.9429 | 0.39347 | 0.53335 | 0.0013373 | 0.053553
181 | 1 | 0.00021275 | 0.0001426 | 0 | 0.00018797 | 0.00011416 | 0.23001 | 0.58039 | 0.9038 | 0.30813 | 0.51726 | 0.041522 | 0.0025629
182 | 1 | 0.00020739 | 0.00013771 | 0 | 0.00019032 | 0.00011416 | 0.18446 | 0.56953 | 0.7704 | 0.24203 | 0.49244 | 0.18203 | 0
183 | 1 | 0.00019712 | 0.00014233 | 0 | 0.00021382 | 0.00011416 | 0.1121 | 0.5033 | 0.4961 | 0.1999 | 0.49021 | 0.23148 | 0
184 | 1 | 0.00018024 | 0.00016217 | 0 | 0.00022322 | 0.00011416 | 0.038927 | 0.4392 | 0.3926 | 0.17726 | 0.48943 | 0.14542 | 0
185 | 1 | 0.00017019 | 0.00018606 | 0 | 0.00022322 | 0.00011416 | 0.0061379 | 0.4103 | 0.5222 | 0.40869 | 0.52395 | 0.042682 | 0
186 | 1 | 0.00018273 | 0.00019529 | 0 | 0.00016448 | 0.00011416 | 0 | 0.38984 | 0.555 | 0.67275 | 0.55585 | 0.0013779 | 0
187 | 1 | 0.00020008 | 0.00020134 | 0 | 0.00011748 | 0.00011416 | 0 | 0.37432 | 0.5579 | 0.57061 | 0.55313 | 0.0057069 | 0
188 | 1 | 0.00019693 | 0.00020674 | 0 | 8.8113e-05 | 0.00011416 | 0 | 0.3685 | 0.4961 | 0.29584 | 0.49825 | 0.072001 | 0
189 | 1 | 0.0001759 | 0.00021095 | 0 | 5.8742e-05 | 0.00011416 | 0 | 0.35638 | 0.525 | 0.16959 | 0.47004 | 0.10281 | 0
190 | 1 | 0.00015602 | 0.00021435 | 0 | 3.7595e-05 | 0.00011416 | 0 | 0.36171 | 0.6656 | 0.21208 | 0.47499 | 0.066214 | 0
191 | 1 | 0.00015363 | 0.00021654 | 0 | 2.3497e-05 | 0.00011416 | 0 | 0.39439 | 0.8395 | 0.24957 | 0.47789 | 0.022727 | 0
192 | 1 | 0.00015603 | 0.00021842 | 0 | 9.3987e-06 | 0.00011416 | 0 | 0.43435 | 0.9033 | 0.23204 | 0.46054 | 0.0013373 | 0
193 | 1 | 0.00014085 | 0.00021766 | 0 | 5.8742e-06 | 0.00011416 | 0 | 0.48671 | 0.8899 | 0.15681 | 0.44464 | 0.03493 | 0
194 | 1 | 0.00012875 | 0.00021692 | 0 | 2.3497e-06 | 0.00011416 | 0 | 0.50417 | 0.8668 | 0.15084 | 0.433 | 0.15599 | 0
195 | 1 | 0.00012222 | 0.00021625 | 0 | 1.1748e-06 | 0.00011416 | 0 | 0.52007 | 0.8697 | 0.10519 | 0.42961 | 0.19764 | 0
196 | 1 | 0.00010897 | 0.00021369 | 0 | 1.4098e-05 | 0.00011416 | 0 | 0.56274 | 0.8889 | 0.097029 | 0.43242 | 0.1249 | 0
197 | 1 | 0.00010575 | 0.00021085 | 0 | 3.7595e-05 | 0.00011416 | 0 | 0.59319 | 0.8919 | 0.12235 | 0.43262 | 0.036762 | 0
198 | 1 | 0.00011825 | 0.00020543 | 0 | 9.3987e-05 | 0.00011416 | 0 | 0.61782 | 0.9444 | 0.22291 | 0.44377 | 0.0012976 | 0
199 | 1 | 0.0001469 | 0.00019907 | 0 | 0.0001821 | 0.00011416 | 0 | 0.62122 | 0.9656 | 0.5347 | 0.50727 | 0.0042308 | 0
200 | 1 | 0.00018072 | 0.00019017 | 0 | 0.0001586 | 0.00011416 | 0.0093684 | 0.61142 | 0.9578 | 0.72145 | 0.54557 | 0.059529 | 0
201 | 1 | 0.00019647 | 0.00016831 | 0 | 0.00014685 | 0.00011416 | 0.045227 | 0.60871 | 0.9358 | 0.71354 | 0.55866 | 0.088053 | 0.0038554
202 | 1 | 0.00020111 | 0.00014362 | 0 | 0.00016448 | 0.00011416 | 0.11436 | 0.60076 | 0.8692 | 0.63708 | 0.54974 | 0.058228 | 0.018007
203 | 1 | 0.00020598 | 0.00011951 | 0 | 0.00018797 | 0.00011416 | 0.17445 | 0.60008 | 0.8195 | 0.65534 | 0.53723 | 0.020871 | 0
204 | 1 | 0.00021193 | 9.9668e-05 | 0 | 0.00020677 | 0.00011416 | 0.20772 | 0.61045 | 0.8613 | 0.59167 | 0.53229 | 0.0013373 | 0
205 | 1 | 0.00021326 | 8.9727e-05 | 0 | 0.00018797 | 0.00011416 | 0.20207 | 0.62102 | 0.8949 | 0.40796 | 0.52249 | 0.029075 | 0
206 | 1 | 0.0002048 | 8.8255e-05 | 0 | 0.00019032 | 0.00011416 | 0.16686 | 0.61453 | 0.8788 | 0.28244 | 0.48652 | 0.13256 | 0.59693
207 | 1 | 0.00019544 | 9.2345e-05 | 0 | 0.00021382 | 0.00011416 | 0.10289 | 0.62093 | 0.8416 | 0.20368 | 0.48119 | 0.16727 | 0.62757
208 | 1 | 0.00018077 | 0.00010235 | 0 | 0.00022322 | 0.00011416 | 0.039897 | 0.62374 | 0.8464 | 0.21463 | 0.48235 | 0.1064 | 0.36991
209 | 1 | 0.00017301 | 0.00011278 | 0 | 0.00022322 | 0.00011416 | 0.0069456 | 0.63838 | 0.8692 | 0.26455 | 0.48168 | 0.031417 | 0
210 | 1 | 0.00018364 | 0.00011382 | 0 | 0.00016448 | 0.00011416 | 0 | 0.6507 | 0.8799 | 0.52922 | 0.53655 | 0.0012206 | 0
211 | 1 | 0.00019981 | 0.00011208 | 0 | 0.00011748 | 0.00011416 | 0 | 0.65564 | 0.8884 | 0.44071 | 0.53985 | 0.0030341 | 0
212 | 1 | 0.00019611 | 0.00011202 | 0 | 8.8113e-05 | 0.00011416 | 0 | 0.65952 | 0.8853 | 0.21853 | 0.48759 | 0.048587 | 0
213 | 1 | 0.00017761 | 0.00011261 | 0 | 5.8742e-05 | 0.00011416 | 0 | 0.65623 | 0.8992 | 0.12771 | 0.46112 | 0.074782 | 0
214 | 1 | 0.00016033 | 0.00011218 | 0 | 3.7595e-05 | 0.00011416 | 0 | 0.64294 | 0.9074 | 0.13282 | 0.45957 | 0.050911 | 0
215 | 1 | 0.00015973 | 0.000112 | 0 | 2.3497e-05 | 0.00011416 | 0 | 0.63538 | 0.8968 | 0.12722 | 0.45191 | 0.019119 | 0
216 | 1 | 0.00016207 | 0.00011223 | 0 | 9.3987e-06 | 0.00011416 | 0 | 0.63596 | 0.8904 | 0.088751 | 0.43708 | 0.0013373 | 0
217 | 1 | 0.0001446 | 0.00011247 | 0 | 5.8742e-06 | 0.00011416 | 0 | 0.63829 | 0.8899 | 0.062698 | 0.43106 | 0.022727 | 0
218 | 1 | 0.00012885 | 0.0001127 | 0 | 2.3497e-06 | 0.00011416 | 0 | 0.63489 | 0.8904 | 0.052228 | 0.41245 | 0.10674 | 0
219 | 1 | 0.00011865 | 0.00011386 | 0 | 1.1748e-06 | 0.00011416 | 0 | 0.62558 | 0.9069 | 0.035671 | 0.39548 | 0.1339 | 0
220 | 1 | 0.00010192 | 0.00011658 | 0 | 1.4098e-05 | 0.00011416 | 0 | 0.61792 | 0.9258 | 0.037375 | 0.39335 | 0.085976 | 0
221 | 1 | 9.2121e-05 | 0.00011977 | 0 | 3.7595e-05 | 0.00011416 | 0 | 0.60851 | 0.9104 | 0.042732 | 0.39538 | 0.025498 | 0
222 | 1 | 9.3987e-05 | 0.00012229 | 0 | 9.3987e-05 | 0.00011416 | 0 | 0.59736 | 0.921 | 0.060628 | 0.39965 | 0.0011286 | 0
223 | 1 | 0.00010275 | 0.00012435 | 0 | 0.0001821 | 0.00011416 | 0 | 0.60939 | 0.9186 | 0.071585 | 0.41953 | 0.0018864 | 0
224 | 1 | 0.00011375 | 0.00012501 | 0 | 0.0001586 | 0.00011416 | 0.010176 | 0.6155 | 0.9125 | 0.066837 | 0.43155 | 0.036909 | 0
225 | 1 | 0.0001278 | 0.00011486 | 0 | 0.00014685 | 0.00011416 | 0.05298 | 0.60599 | 0.9158 | 0.11188 | 0.43717 | 0.060161 | 0.0037886
226 | 1 | 0.00014213 | 0.00010094 | 0 | 0.00016448 | 0.00011416 | 0.12357 | 0.61007 | 0.9232 | 0.10543 | 0.44095 | 0.042662 | 0.24251
227 | 1 | 0.00015047 | 8.6864e-05 | 0 | 0.00018797 | 0.00011416 | 0.17429 | 0.61307 | 0.9154 | 0.11943 | 0.43349 | 0.01707 | 0.44464
228 | 1 | 0.00015612 | 7.5288e-05 | 0 | 0.00020677 | 0.00011416 | 0.20659 | 0.62141 | 0.928 | 0.19345 | 0.43853 | 0.0013373 | 0.55895
229 | 1 | 0.00016435 | 6.9499e-05 | 0 | 0.00018797 | 0.00011416 | 0.20304 | 0.62558 | 0.9121 | 0.12174 | 0.42544 | 0.018372 | 0.73182
230 | 1 | 0.00015546 | 7.044e-05 | 0 | 0.00019032 | 0.00011416 | 0.16605 | 0.61443 | 0.8613 | 0.081203 | 0.41487 | 0.088676 | 0.75479
231 | 1 | 0.00014264 | 7.8683e-05 | 0 | 0.00021382 | 0.00011416 | 0.10289 | 0.59843 | 0.8309 | 0.065133 | 0.40469 | 0.11065 | 0.64212
232 | 1 | 0.00012656 | 9.7561e-05 | 0 | 0.00022322 | 0.00011416 | 0.036343 | 0.56429 | 0.8345 | 0.077551 | 0.41778 | 0.071659 | 0.46943
233 | 1 | 0.0001162 | 0.00012251 | 0 | 0.00022322 | 0.00011416 | 0.0066225 | 0.54267 | 0.7519 | 0.10299 | 0.4458 | 0.021338 | 0
234 | 1 | 0.00012544 | 0.00013746 | 0 | 0.00016448 | 0.00011416 | 0 | 0.5127 | 0.6443 | 0.2027 | 0.47053 | 0.0010584 | 0
235 | 1 | 0.00014218 | 0.00014892 | 0 | 0.00011748 | 0.00011416 | 0 | 0.4648 | 0.5365 | 0.24994 | 0.47838 | 0.0012111 | 0
236 | 1 | 0.00014164 | 0.00016007 | 0 | 8.8113e-05 | 0.00011416 | 0 | 0.40147 | 0.4639 | 0.14658 | 0.44638 | 0.029044 | 0
237 | 1 | 0.00012592 | 0.00017127 | 0 | 5.8742e-05 | 0.00011416 | 0 | 0.36123 | 0.4172 | 0.083029 | 0.42913 | 0.049941 | 0
238 | 1 | 0.00011086 | 0.00018029 | 0 | 3.7595e-05 | 0.00011416 | 0 | 0.33621 | 0.4683 | 0.18067 | 0.42428 | 0.036744 | 0
239 | 1 | 0.00011511 | 0.00018772 | 0 | 2.3497e-05 | 0.00011416 | 0 | 0.30314 | 0.5033 | 0.36097 | 0.4237 | 0.01554 | 0
240 | 1 | 0.00012264 | 0.00019432 | 0 | 9.3987e-06 | 0.00011416 | 0 | 0.30169 | 0.5004 | 0.20027 | 0.4075 | 0.0013373 | 0
241 | 1 | 0.00010931 | 0.00019995 | 0 | 5.8742e-06 | 0.00011416 | 0 | 0.31061 | 0.4669 | 0.093255 | 0.38869 | 0.01376 | 0
242 | 1 | 9.5848e-05 | 0.00020469 | 0 | 2.3497e-06 | 0.00011416 | 0 | 0.33156 | 0.48 | 0.063063 | 0.37871 | 0.069123 | 0
243 | 1 | 8.6193e-05 | 0.00020893 | 0 | 1.1748e-06 | 0.00011416 | 0 | 0.33272 | 0.6116 | 0.054298 | 0.36543 | 0.08559 | 0
244 | 1 | 6.9313e-05 | 0.00021388 | 0 | 1.4098e-05 | 0.00011416 | 0 | 0.3431 | 0.6443 | 0.043584 | 0.35272 | 0.056119 | 0
245 | 1 | 5.9471e-05 | 0.00022036 | 0 | 3.7595e-05 | 0.00011416 | 0 | 0.38528 | 0.6742 | 0.044193 | 0.34972 | 0.016808 | 0
246 | 1 | 5.8333e-05 | 0.00022664 | 0 | 9.3987e-05 | 0.00011416 | 0 | 0.41747 | 0.6826 | 0.055028 | 0.35466 | 0.00097493 | 0
247 | 1 | 6.2904e-05 | 0.00023251 | 0 | 0.0001821 | 0.00011416 | 0 | 0.45471 | 0.6802 | 0.060385 | 0.37609 | 0.00062252 | 0
248 | 1 | 6.8126e-05 | 0.00023955 | 0 | 0.0001586 | 0.00011416 | 0.010661 | 0.45772 | 0.6862 | 0.056489 | 0.40081 | 0.020896 | 0
249 | 1 | 7.8954e-05 | 0.00023308 | 0 | 0.00014685 | 0.00011416 | 0.060087 | 0.44957 | 0.6301 | 0.060385 | 0.4172 | 0.038885 | 0.0037106
250 | 1 | 9.8175e-05 | 0.00021656 | 0 | 0.00016448 | 0.00011416 | 0.15183 | 0.43105 | 0.4172 | 0.08522 | 0.4235 | 0.030151 | 0.20252
251 | 1 | 0.00011379 | 0.00019614 | 0 | 0.00018797 | 0.00011416 | 0.24503 | 0.44259 | 0.3655 | 0.14256 | 0.42467 | 0.01376 | 0.054645
252 | 1 | 0.00012278 | 0.00018003 | 0 | 0.00020677 | 0.00011416 | 0.29559 | 0.45171 | 0.4961 | 0.18602 | 0.42282 | 0.0013373 | 0.2564
253 | 1 | 0.00013251 | 0.00017401 | 0 | 0.00018797 | 0.00011416 | 0.29931 | 0.44666 | 0.4114 | 0.090699 | 0.41177 | 0.010683 | 0.14354
254 | 1 | 0.0001205 | 0.00017571 | 0 | 0.00019032 | 0.00011416 | 0.25327 | 0.42989 | 0.3598 | 0.057219 | 0.40479 | 0.055732 | 0.04982
255 | 1 | 0.00010304 | 0.00018537 | 0 | 0.00021382 | 0.00011416 | 0.15894 | 0.38382 | 0.3444 | 0.053324 | 0.4108 | 0.068513 | 0.0065631
256 | 1 | 8.5613e-05 | 0.00020641 | 0 | 0.00022322 | 0.00011416 | 0.056534 | 0.35939 | 0.3911 | 0.063794 | 0.41798 | 0.045444 | 0.16026
257 | 1 | 7.8037e-05 | 0.00023269 | 0 | 0.00022322 | 0.00011416 | 0.0080762 | 0.37762 | 0.5494 | 0.15047 | 0.43824 | 0.013684 | 0
258 | 1 | 9.6083e-05 | 0.00024053 | 0 | 0.00016448 | 0.00011416 | 0 | 0.42009 | 0.6717 | 0.53117 | 0.47237 | 0.00091137 | 0
259 | 1 | 0.00012404 | 0.00024589 | 0 | 0.00011748 | 0.00011416 | 0 | 0.44822 | 0.7364 | 0.58108 | 0.49156 | 0.00032027 | 0
260 | 1 | 0.00013168 | 0.0002492 | 0 | 8.8113e-05 | 0.00011416 | 0 | 0.46034 | 0.7695 | 0.38751 | 0.46723 | 0.015602 | 0
261 | 1 | 0.00012332 | 0.00025088 | 0 | 5.8742e-05 | 0.00011416 | 0 | 0.47023 | 0.7761 | 0.19625 | 0.4489 | 0.031318 | 0
262 | 1 | 0.00011332 | 0.0002526 | 0 | 3.7595e-05 | 0.00011416 | 0 | 0.46771 | 0.7861 | 0.24702 | 0.44328 | 0.025484 | 0
263 | 1 | 0.00011561 | 0.00025558 | 0 | 2.3497e-05 | 0.00011416 | 0 | 0.46266 | 0.8188 | 0.32043 | 0.4458 | 0.012438 | 0
264 | 1 | 0.00012185 | 0.00025775 | 0 | 9.3987e-06 | 0.00011416 | 0 | 0.4711 | 0.8451 | 0.1366 | 0.42816 | 0.0013373 | 0
265 | 1 | 0.00011062 | 0.00026008 | 0 | 5.8742e-06 | 0.00011416 | 0 | 0.4745 | 0.8594 | 0.07962 | 0.39829 | 0.0087032 | 0
266 | 1 | 0.00010041 | 0.00026127 | 0 | 2.3497e-06 | 0.00011416 | 0 | 0.48119 | 0.8697 | 0.060993 | 0.39034 | 0.046912 | 0
267 | 1 | 9.5586e-05 | 0.0002617 | 0 | 1.1748e-06 | 0.00011416 | 0 | 0.49505 | 0.8815 | 0.05308 | 0.38104 | 0.057314 | 0
268 | 1 | 8.3014e-05 | 0.00026274 | 0 | 1.4098e-05 | 0.00011416 | 0 | 0.50941 | 0.8899 | 0.062211 | 0.39025 | 0.038394 | 0
269 | 1 | 8.0027e-05 | 0.00026366 | 0 | 3.7595e-05 | 0.00011416 | 0 | 0.51522 | 0.8904 | 0.092768 | 0.41216 | 0.011614 | 0
270 | 1 | 9.543e-05 | 0.00026401 | 0 | 9.3987e-05 | 0.00011416 | 0 | 0.52046 | 0.8873 | 0.19515 | 0.44309 | 0.00086555 | 0
271 | 1 | 0.00012732 | 0.00026417 | 0 | 0.0001821 | 0.00011416 | 0 | 0.53287 | 0.8873 | 0.63416 | 0.5063 | 0.00017275 | 0
272 | 1 | 0.0001614 | 0.0002608 | 0 | 0.0001586 | 0.00011416 | 0.013407 | 0.54325 | 0.8815 | 0.76698 | 0.54557 | 0.012279 | 0
273 | 1 | 0.00017997 | 0.00023993 | 0 | 0.00014685 | 0.00011416 | 0.076563 | 0.5418 | 0.8638 | 0.77538 | 0.55594 | 0.026338 | 0.0036326
274 | 1 | 0.00018662 | 0.00021488 | 0 | 0.00016448 | 0.00011416 | 0.18979 | 0.53249 | 0.8594 | 0.6562 | 0.56331 | 0.022319 | 0.012547
275 | 1 | 0.00019011 | 0.00019081 | 0 | 0.00018797 | 0.00011416 | 0.2775 | 0.53326 | 0.8498 | 0.59155 | 0.55943 | 0.011505 | 0
276 | 1 | 0.00019481 | 0.00016964 | 0 | 0.00020677 | 0.00011416 | 0.31481 | 0.53986 | 0.9029 | 0.50913 | 0.53636 | 0.0013373 | 0
277 | 1 | 0.00019603 | 0.00015393 | 0 | 0.00018797 | 0.00011416 | 0.3056 | 0.53413 | 0.9269 | 0.39567 | 0.50853 | 0.0069846 | 0
278 | 1 | 0.00018908 | 0.00014612 | 0 | 0.00019032 | 0.00011416 | 0.25715 | 0.52017 | 0.9412 | 0.32055 | 0.48235 | 0.039075 | 0
279 | 1 | 0.00017876 | 0.000151 | 0 | 0.00021382 | 0.00011416 | 0.16572 | 0.51232 | 0.9273 | 0.20234 | 0.48129 | 0.047408 | 0
280 | 1 | 0.0001606 | 0.00017547 | 0 | 0.00022322 | 0.00011416 | 0.061218 | 0.51338 | 0.9194 | 0.24921 | 0.49971 | 0.032113 | 0
281 | 1 | 0.00015213 | 0.00020021 | 0 | 0.00022322 | 0.00011416 | 0.0079147 | 0.52347 | 0.9194 | 0.42075 | 0.53093 | 0.0097645 | 0
282 | 1 | 0.00016542 | 0.00020791 | 0 | 0.00016448 | 0.00011416 | 0 | 0.54247 | 0.9229 | 0.76467 | 0.57533 | 0.0008213 | 0
283 | 1 | 0.00018836 | 0.00021275 | 0 | 0.00011748 | 0.00011416 | 0 | 0.55431 | 0.9284 | 0.72498 | 0.5734 | 7.933e-05 | 0
284 | 1 | 0.00018653 | 0.0002176 | 0 | 8.8113e-05 | 0.00011416 | 0 | 0.56536 | 0.9178 | 0.43073 | 0.52841 | 0.0094656 | 0
285 | 1 | 0.00016566 | 0.00022167 | 0 | 5.8742e-05 | 0.00011416 | 0 | 0.58 | 0.915 | 0.22729 | 0.49156 | 0.021915 | 0
286 | 1 | 0.00014503 | 0.00022294 | 0 | 3.7595e-05 | 0.00011416 | 0 | 0.58243 | 0.9315 | 0.27806 | 0.48012 | 0.019427 | 0
287 | 1 | 0.00014516 | 0.00022476 | 0 | 2.3497e-05 | 0.00011416 | 0 | 0.58233 | 0.9384 | 0.26966 | 0.4712 | 0.010619 | 0
288 | 1 | 0.0001483 | 0.00022554 | 0 | 9.3987e-06 | 0.00011416 | 0 | 0.57438 | 0.948 | 0.17117 | 0.46277 | 0.0013373 | 0
289 | 1 | 0.00013515 | 0.00022337 | 0 | 5.8742e-06 | 0.00011416 | 0 | 0.5642 | 0.9653 | 0.11298 | 0.44638 | 0.0064666 | 0
290 | 1 | 0.00012254 | 0.0002222 | 0 | 2.3497e-06 | 0.00011416 | 0 | 0.5705 | 0.9734 | 0.12503 | 0.43805 | 0.036671 | 0
291 | 1 | 0.00011658 | 0.00022192 | 0 | 1.1748e-06 | 0.00011416 | 0 | 0.57486 | 0.9791 | 0.10153 | 0.44328 | 0.044379 | 0
292 | 1 | 0.00010313 | 0.00022165 | 0 | 1.4098e-05 | 0.00011416 | 0 | 0.57486 | 0.983 | 0.068055 | 0.44697 | 0.030183 | 0
293 | 1 | 9.9425e-05 | 0.00022253 | 0 | 3.7595e-05 | 0.00011416 | 0 | 0.58301 | 0.9867 | 0.098003 | 0.45424 | 0.0091946 | 0
294 | 1 | 0.0001116 | 0.0002229 | 0 | 9.3987e-05 | 0.00011416 | 0 | 0.57894 | 0.9895 | 0.20015 | 0.47886 | 0.00080689 | 0
295 | 1 | 0.0001408 | 0.0002241 | 0 | 0.0001821 | 0.00011416 | 0 | 0.57739 | 0.9907 | 0.53019 | 0.5318 | 5.8079e-05 | 0
296 | 1 | 0.00017399 | 0.00022349 | 0 | 0.0001586 | 0.00011416 | 0.01163 | 0.564 | 0.9908 | 0.71926 | 0.56535 | 0.0086334 | 0
297 | 1 | 0.00018833 | 0.00020514 | 0 | 0.00014685 | 0.00011416 | 0.062026 | 0.55169 | 0.9822 | 0.78914 | 0.57407 | 0.020559 | 0.0035546
298 | 1 | 0.00019378 | 0.00017678 | 0 | 0.00016448 | 0.00011416 | 0.14553 | 0.5352 | 0.9374 | 0.66362 | 0.56952 | 0.018522 | 0.059681
299 | 1 | 0.00019767 | 0.00015031 | 0 | 0.00018797 | 0.00011416 | 0.21402 | 0.48856 | 0.8686 | 0.62211 | 0.56661 | 0.010334 | 0.36122
300 | 1 | 0.00020158 | 0.00013119 | 0 | 0.00020677 | 0.00011416 | 0.25489 | 0.49806 | 0.8464 | 0.57938 | 0.56903 | 0.0013373 | 0.43354
301 | 1 | 0.00020177 | 0.00012016 | 0 | 0.00018797 | 0.00011416 | 0.25359 | 0.52628 | 0.8783 | 0.49391 | 0.53791 | 0.0064666 | 0.69954
302 | 1 | 0.00019512 | 0.00011691 | 0 | 0.00019032 | 0.00011416 | 0.20207 | 0.53927 | 0.8973 | 0.35306 | 0.49729 | 0.036671 | 0.72375
303 | 1 | 0.00018575 | 0.00012145 | 0 | 0.00021382 | 0.00011416 | 0.11791 | 0.52327 | 0.9029 | 0.24811 | 0.48148 | 0.044379 | 0.62849
304 | 1 | 0.00017078 | 0.00013771 | 0 | 0.00022322 | 0.00011416 | 0.043935 | 0.51193 | 0.876 | 0.23253 | 0.49224 | 0.030183 | 0.53377
305 | 1 | 0.00016235 | 0.00016066 | 0 | 0.00022322 | 0.00011416 | 0.0074301 | 0.47052 | 0.814 | 0.46482 | 0.51881 | 0.0091946 | 0
306 | 1 | 0.00017199 | 0.00017385 | 0 | 0.00016448 | 0.00011416 | 0 | 0.43095 | 0.8444 | 0.68615 | 0.56418 | 0.00080689 | 0
307 | 1 | 0.00019039 | 0.00018344 | 0 | 0.00011748 | 0.00011416 | 0 | 0.42998 | 0.8721 | 0.57244 | 0.56283 | 5.8079e-05 | 0
308 | 1 | 0.00018913 | 0.00018884 | 0 | 8.8113e-05 | 0.00011416 | 0 | 0.43774 | 0.8992 | 0.34636 | 0.52414 | 0.0086334 | 0
309 | 1 | 0.0001675 | 0.00019318 | 0 | 5.8742e-05 | 0.00011416 | 0 | 0.4552 | 0.9543 | 0.17312 | 0.49641 | 0.020559 | 0
310 | 1 | 0.00014729 | 0.00019715 | 0 | 3.7595e-05 | 0.00011416 | 0 | 0.46994 | 0.9408 | 0.18846 | 0.48371 | 0.018522 | 0
311 | 1 | 0.00014612 | 0.00020007 | 0 | 2.3497e-05 | 0.00011416 | 0 | 0.49893 | 0.8968 | 0.17336 | 0.4713 | 0.010334 | 0
312 | 1 | 0.00014896 | 0.00020269 | 0 | 9.3987e-06 | 0.00011416 | 0 | 0.51697 | 0.8517 | 0.1204 | 0.45608 | 0.0013373 | 0
313 | 1 | 0.00013387 | 0.00020494 | 0 | 5.8742e-06 | 0.00011416 | 0 | 0.50708 | 0.836 | 0.090577 | 0.44231 | 0.0069846 | 0
314 | 1 | 0.00012079 | 0.00020852 | 0 | 2.3497e-06 | 0.00011416 | 0 | 0.51076 | 0.8338 | 0.085099 | 0.43349 | 0.039075 | 0
315 | 1 | 0.00011324 | 0.00021461 | 0 | 1.1748e-06 | 0.00011416 | 0 | 0.52211 | 0.8294 | 0.062454 | 0.42806 | 0.047408 | 0
316 | 1 | 9.8919e-05 | 0.0002205 | 0 | 1.4098e-05 | 0.00011416 | 0 | 0.51125 | 0.8783 | 0.071585 | 0.43378 | 0.032113 | 0
317 | 1 | 9.4062e-05 | 0.00022466 | 0 | 3.7595e-05 | 0.00011416 | 0 | 0.46218 | 0.921 | 0.094595 | 0.44949 | 0.0097645 | 0
318 | 1 | 0.00010593 | 0.00022719 | 0 | 9.3987e-05 | 0.00011416 | 0 | 0.45462 | 0.9507 | 0.1786 | 0.4746 | 0.0008213 | 0
319 | 1 | 0.00013391 | 0.00022848 | 0 | 0.0001821 | 0.00011416 | 0 | 0.51106 | 0.9499 | 0.35817 | 0.5222 | 7.933e-05 | 0
320 | 1 | 0.00016676 | 0.00022734 | 0 | 0.0001586 | 0.00011416 | 0.010984 | 0.52715 | 0.9269 | 0.47602 | 0.55381 | 0.0094656 | 0
321 | 1 | 0.00018232 | 0.00021333 | 0 | 0.00014685 | 0.00011416 | 0.058957 | 0.52589 | 0.8944 | 0.45885 | 0.56864 | 0.021915 | 0.0034766
322 | 1 | 0.00018864 | 0.00019328 | 0 | 0.00016448 | 0.00011416 | 0.14521 | 0.50611 | 0.7807 | 0.42196 | 0.57262 | 0.019427 | 0.029562
323 | 1 | 0.00019368 | 0.00017313 | 0 | 0.00018797 | 0.00011416 | 0.21273 | 0.49389 | 0.6944 | 0.54468 | 0.56331 | 0.010619 | 0.037273
324 | 1 | 0.00019714 | 0.00015818 | 0 | 0.00020677 | 0.00011416 | 0.25343 | 0.48274 | 0.6314 | 0.56245 | 0.54935 | 0.0013373 | 0.31557
325 | 1 | 0.00019562 | 0.00015111 | 0 | 0.00018797 | 0.00011416 | 0.26539 | 0.48633 | 0.5719 | 0.38179 | 0.53044 | 0.0087032 | 0.58894
326 | 1 | 0.00018736 | 0.00015031 | 0 | 0.00019032 | 0.00011416 | 0.22565 | 0.4583 | 0.6404 | 0.2962 | 0.49709 | 0.046912 | 0.74051
327 | 1 | 0.00017701 | 0.00015741 | 0 | 0.00021382 | 0.00011416 | 0.1381 | 0.38499 | 0.7508 | 0.25408 | 0.484 | 0.057314 | 0.72175
328 | 1 | 0.00015921 | 0.00018244 | 0 | 0.00022322 | 0.00011416 | 0.053303 | 0.30498 | 0.843 | 0.3662 | 0.4937 | 0.038394 | 0.54749
329 | 1 | 0.00015046 | 0.00020764 | 0 | 0.00022322 | 0.00011416 | 0.0079147 | 0.30712 | 0.9125 | 0.78001 | 0.56147 | 0.011614 | 0
330 | 1 | 0.00016504 | 0.0002111 | 0 | 0.00016448 | 0.00011416 | 0 | 0.36171 | 0.9578 | 0.79754 | 0.59996 | 0.00086555 | 0
331 | 1 | 0.00018797 | 0.00021255 | 0 | 0.00011748 | 0.00011416 | 0 | 0.42116 | 0.9802 | 0.64098 | 0.59405 | 0.00017275 | 0
332 | 1 | 0.00018826 | 0.00021191 | 0 | 8.8113e-05 | 0.00011416 | 0 | 0.48642 | 0.9872 | 0.38897 | 0.54984 | 0.012279 | 0
333 | 1 | 0.0001682 | 0.00020944 | 0 | 5.8742e-05 | 0.00011416 | 0 | 0.53317 | 0.9902 | 0.18456 | 0.49758 | 0.026338 | 0
334 | 1 | 0.00014872 | 0.00020566 | 0 | 3.7595e-05 | 0.00011416 | 0 | 0.56478 | 0.9909 | 0.2318 | 0.47499 | 0.022319 | 0
335 | 1 | 0.0001481 | 0.00020251 | 0 | 2.3497e-05 | 0.00011416 | 0 | 0.58699 | 0.9902 | 0.26954 | 0.45627 | 0.011505 | 0
336 | 1 | 0.00015288 | 0.00019956 | 0 | 9.3987e-06 | 0.00011416 | 0 | 0.60754 | 0.988 | 0.15827 | 0.45259 | 0.0013373 | 0
337 | 1 | 0.00013969 | 0.00019862 | 0 | 5.8742e-06 | 0.00011416 | 0 | 0.61744 | 0.9841 | 0.10117 | 0.4394 | 0.012157 | 0
338 | 1 | 0.00012825 | 0.00020005 | 0 | 2.3497e-06 | 0.00011416 | 0 | 0.62578 | 0.9819 | 0.072316 | 0.43892 | 0.062188 | 0
339 | 1 | 0.00012152 | 0.0002021 | 0 | 1.1748e-06 | 0.00011416 | 0 | 0.63266 | 0.9794 | 0.061846 | 0.4396 | 0.076735 | 0
340 | 1 | 0.00010814 | 0.00020197 | 0 | 1.4098e-05 | 0.00011416 | 0 | 0.63509 | 0.9702 | 0.080716 | 0.4427 | 0.050594 | 0
341 | 1 | 0.00010327 | 0.00020105 | 0 | 3.7595e-05 | 0.00011416 | 0 | 0.63858 | 0.9597 | 0.10519 | 0.45191 | 0.015193 | 0
342 | 1 | 0.00011479 | 0.00019987 | 0 | 9.3987e-05 | 0.00011416 | 0 | 0.63906 | 0.9536 | 0.21488 | 0.47392 | 0.00094279 | 0
343 | 1 | 0.00014401 | 0.00019811 | 0 | 0.0001821 | 0.00011416 | 0 | 0.64042 | 0.958 | 0.58376 | 0.54964 | 0.00045479 | 0
344 | 1 | 0.00017606 | 0.00019451 | 0 | 0.0001586 | 0.00011416 | 0.010661 | 0.63761 | 0.9608 | 0.66326 | 0.58115 | 0.01812 | 0
345 | 1 | 0.00018959 | 0.0001804 | 0 | 0.00014685 | 0.00011416 | 0.04975 | 0.6251 | 0.9571 | 0.64658 | 0.57737 | 0.034965 | 0.0033986
346 | 1 | 0.00019355 | 0.00016461 | 0 | 0.00016448 | 0.00011416 | 0.11307 | 0.6154 | 0.9832 | 0.60458 | 0.5828 | 0.027752 | 0.26592
347 | 1 | 0.00019742 | 0.00014939 | 0 | 0.00018797 | 0.00011416 | 0.16136 | 0.58476 | 0.9851 | 0.63489 | 0.57873 | 0.013088 | 0.47657
348 | 1 | 0.00020315 | 0.0001356 | 0 | 0.00020677 | 0.00011416 | 0.18785 | 0.58505 | 0.9355 | 0.673 | 0.56477 | 0.0013373 | 0.61322
349 | 1 | 0.00020505 | 0.00012595 | 0 | 0.00018797 | 0.00011416 | 0.18688 | 0.60803 | 0.8309 | 0.49769 | 0.54848 | 0.016421 | 0.80175
350 | 1 | 0.00019898 | 0.00012407 | 0 | 0.00019032 | 0.00011416 | 0.15555 | 0.60667 | 0.7364 | 0.38069 | 0.51929 | 0.080465 | 0.84578
351 | 1 | 0.00019068 | 0.00013014 | 0 | 0.00021382 | 0.00011416 | 0.095461 | 0.57389 | 0.6494 | 0.32092 | 0.50679 | 0.10011 | 0.73719
352 | 1 | 0.00017603 | 0.00014589 | 0 | 0.00022322 | 0.00011416 | 0.036666 | 0.54073 | 0.699 | 0.29657 | 0.51241 | 0.065138 | 0.57385
353 | 1 | 0.00016767 | 0.00016434 | 0 | 0.00022322 | 0.00011416 | 0.0069456 | 0.52163 | 0.6656 | 0.45629 | 0.54964 | 0.019439 | 0
354 | 1 | 0.00017818 | 0.0001743 | 0 | 0.00016448 | 0.00011416 | 0 | 0.48128 | 0.6742 | 0.70757 | 0.60423 | 0.0010245 | 0
355 | 1 | 0.00019429 | 0.00018207 | 0 | 0.00011748 | 0.00011416 | 0 | 0.43318 | 0.6262 | 0.82177 | 0.60432 | 0.00094438 | 0
356 | 1 | 0.00019052 | 0.00018852 | 0 | 8.8113e-05 | 0.00011416 | 0 | 0.40448 | 0.5663 | 0.52009 | 0.55759 | 0.02557 | 0
357 | 1 | 0.00016836 | 0.00019349 | 0 | 5.8742e-05 | 0.00011416 | 0 | 0.391 | 0.4888 | 0.26187 | 0.51125 | 0.045297 | 0
358 | 1 | 0.0001465 | 0.00019731 | 0 | 3.7595e-05 | 0.00011416 | 0 | 0.35289 | 0.4157 | 0.30253 | 0.48119 | 0.034002 | 0
359 | 1 | 0.00014443 | 0.00020101 | 0 | 2.3497e-05 | 0.00011416 | 0 | 0.31643 | 0.3626 | 0.33808 | 0.46558 | 0.014811 | 0
360 | 1 | 0.00014659 | 0.00020422 | 0 | 9.3987e-06 | 0.00011416 | 0 | 0.26232 | 0.3103 | 0.20855 | 0.45782 | 0.0013373 | 0
361 | 1 | 0.00013229 | 0.00020723 | 0 | 5.8742e-06 | 0.00011416 | 0 | 0.21693 | 0.2713 | 0.1439 | 0.44861 | 0.022727 | 0
362 | 1 | 0.00011968 | 0.00020999 | 0 | 2.3497e-06 | 0.00011416 | 0 | 0.18784 | 0.2739 | 0.13307 | 0.4395 | 0.10674 | 0
363 | 1 | 0.00011273 | 0.00021265 | 0 | 1.1748e-06 | 0.00011416 | 0 | 0.17688 | 0.35 | 0.11748 | 0.43485 | 0.1339 | 0
364 | 1 | 9.8843e-05 | 0.00021625 | 0 | 1.4098e-05 | 0.00011416 | 0 | 0.16844 | 0.4259 | 0.088264 | 0.43727 | 0.085976 | 0
365 | 1 | 9.445e-05 | 0.00021893 | 0 | 3.7595e-05 | 0.00011416 | 0 | 0.1602 | 0.4581 | 0.11992 | 0.43455 | 0.025498 | 0
366 | 1 | 0.00010497 | 0.00022202 | 0 | 9.3987e-05 | 0.00011416 | 0 | 0.15817 | 0.4712 | 0.24726 | 0.48478 | 0.0011286 | 0
367 | 1 | 0.00013263 | 0.00022457 | 0 | 0.0001821 | 0.00011416 | 0 | 0.16573 | 0.5207 | 0.57122 | 0.56816 | 0.0018864 | 0
368 | 1 | 0.00016407 | 0.00022554 | 0 | 0.0001586 | 0.00011416 | 0.0085608 | 0.14924 | 0.5565 | 0.71232 | 0.59492 | 0.036909 | 0
369 | 1 | 0.00017813 | 0.00021723 | 0 | 0.00014685 | 0.00011416 | 0.035374 | 0.14323 | 0.5294 | 0.60969 | 0.59967 | 0.060161 | 0.0033206
370 | 1 | 0.00018201 | 0.00020645 | 0 | 0.00016448 | 0.00011416 | 0.081732 | 0.13159 | 0.407 | 0.59557 | 0.59463 | 0.042662 | 0.070044
371 | 1 | 0.00018606 | 0.00019569 | 0 | 0.00018797 | 0.00011416 | 0.11985 | 0.11346 | 0.2176 | 0.60482 | 0.5922 | 0.01707 | 0.089577
372 | 1 | 0.00019057 | 0.00018655 | 0 | 0.00020677 | 0.00011416 | 0.12954 | 0.11045 | 0.152 | 0.57999 | 0.58765 | 0.0013373 | 0.19537
373 | 1 | 0.00019134 | 0.00018181 | 0 | 0.00018797 | 0.00011416 | 0.12874 | 0.11433 | 0.2131 | 0.5336 | 0.57824 | 0.029075 | 0.41057
374 | 1 | 0.00018496 | 0.00018179 | 0 | 0.00019032 | 0.00011416 | 0.10644 | 0.11123 | 0.3252 | 0.42537 | 0.55963 | 0.13256 | 0.17384
375 | 1 | 0.00017609 | 0.00018958 | 0 | 0.00021382 | 0.00011416 | 0.065902 | 0.10793 | 0.5062 | 0.41551 | 0.56137 | 0.16727 | 0.15357
376 | 1 | 0.00015995 | 0.00021187 | 0 | 0.00022322 | 0.00011416 | 0.026652 | 0.097168 | 0.6288 | 0.49537 | 0.58009 | 0.1064 | 0.078156
377 | 1 | 0.00015058 | 0.00023339 | 0 | 0.00022322 | 0.00011416 | 0.0069456 | 0.10386 | 0.6644 | 0.65108 | 0.59599 | 0.031417 | 0
378 | 1 | 0.00015911 | 0.00024161 | 0 | 0.00016448 | 0.00011416 | 0 | 0.10386 | 0.6288 | 0.71232 | 0.61644 | 0.0012206 | 0
379 | 1 | 0.00017599 | 0.00024742 | 0 | 0.00011748 | 0.00011416 | 0 | 0.10512 | 0.6076 | 0.60032 | 0.61712 | 0.0030341 | 0
380 | 1 | 0.00017265 | 0.0002517 | 0 | 8.8113e-05 | 0.00011416 | 0 | 0.10822 | 0.6129 | 0.36693 | 0.59473 | 0.048587 | 0
381 | 1 | 0.00015343 | 0.00025611 | 0 | 5.8742e-05 | 0.00011416 | 0 | 0.11162 | 0.6301 | 0.23801 | 0.57058 | 0.074782 | 0
382 | 1 | 0.00013473 | 0.00026174 | 0 | 3.7595e-05 | 0.00011416 | 0 | 0.10628 | 0.6262 | 0.38033 | 0.5478 | 0.050911 | 0
383 | 1 | 0.00013439 | 0.00026648 | 0 | 2.3497e-05 | 0.00011416 | 0 | 0.10929 | 0.5565 | 0.54565 | 0.55682 | 0.019119 | 0
384 | 1 | 0.00013933 | 0.00027121 | 0 | 9.3987e-06 | 0.00011416 | 0 | 0.10842 | 0.4581 | 0.35013 | 0.53316 | 0.0013373 | 0
385 | 1 | 0.00012264 | 0.00027577 | 0 | 5.8742e-06 | 0.00011416 | 0 | 0.10881 | 0.3811 | 0.20355 | 0.51212 | 0.038131 | 0
386 | 1 | 0.00010894 | 0.00028066 | 0 | 2.3497e-06 | 0.00011416 | 0 | 0.11365 | 0.2997 | 0.14463 | 0.4935 | 0.16868 | 0
387 | 1 | 9.9503e-05 | 0.00028651 | 0 | 1.1748e-06 | 0.00011416 | 0 | 0.10919 | 0.2054 | 0.10446 | 0.48555 | 0.21411 | 0
388 | 1 | 8.4202e-05 | 0.0002918 | 0 | 1.4098e-05 | 0.00011416 | 0 | 0.096393 | 0.1394 | 0.093621 | 0.48439 | 0.1349 | 0
389 | 1 | 7.6377e-05 | 0.00029808 | 0 | 3.7595e-05 | 0.00011416 | 0 | 0.088053 | 0.0842 | 0.12235 | 0.48526 | 0.039648 | 0
390 | 1 | 7.9674e-05 | 0.00030365 | 0 | 9.3987e-05 | 0.00011416 | 0 | 0.083107 | 0.0366 | 0.16046 | 0.4906 | 0.0013373 | 0
391 | 1 | 8.8518e-05 | 0.000308 | 0 | 0.0001821 | 0.00011416 | 0 | 0.079422 | 0.0103 | 0.20587 | 0.50378 | 0.0049321 | 0
392 | 1 | 0.00010171 | 0.00031025 | 0 | 0.0001586 | 0.00011416 | 0.013084 | 0.077483 | 0.0005 | 0.46542 | 0.54993 | 0.065567 | 0
393 | 1 | 0.00011942 | 0.00029911 | 0 | 0.00014685 | 0.00011416 | 0.06881 | 0.082525 | 0.0061 | 0.59119 | 0.58949 | 0.09524 | 0.0032426
394 | 1 | 0.00013687 | 0.00027753 | 0 | 0.00016448 | 0.00011416 | 0.16847 | 0.088247 | 0.0222 | 0.58948 | 0.59793 | 0.062136 | 0.074111
395 | 1 | 0.00014623 | 0.0002557 | 0 | 0.00018797 | 0.00011416 | 0.24794 | 0.092901 | 0.0493 | 0.47261 | 0.56835 | 0.021786 | 0.39899
396 | 1 | 0.00015088 | 0.00023738 | 0 | 0.00020677 | 0.00011416 | 0.28186 | 0.086889 | 0.0896 | 0.44339 | 0.56467 | 0.0013373 | 0.63086
397 | 1 | 0.00015862 | 0.00022445 | 0 | 0.00018797 | 0.00011416 | 0.27249 | 0.09969 | 0.1317 | 0.35817 | 0.53684 | 0.048895 | 0.37394
398 | 1 | 0.00014828 | 0.00021917 | 0 | 0.00019032 | 0.00011416 | 0.22937 | 0.11879 | 0.1883 | 0.24458 | 0.53655 | 0.21082 | 0.026553
399 | 1 | 0.00013282 | 0.00022376 | 0 | 0.00021382 | 0.00011416 | 0.14876 | 0.11705 | 0.2455 | 0.22157 | 0.53151 | 0.26898 | 0.065186
400 | 1 | 0.0001123 | 0.00025284 | 0 | 0.00022322 | 0.00011416 | 0.056534 | 0.11298 | 0.3697 | 0.2475 | 0.52666 | 0.16807 | 0.20071
401 | 1 | 9.9383e-05 | 0.00028886 | 0 | 0.00022322 | 0.00011416 | 0.0088839 | 0.13101 | 0.5422 | 0.42756 | 0.54906 | 0.049205 | 0
402 | 1 | 0.0001126 | 0.00029745 | 0 | 0.00016448 | 0.00011416 | 0 | 0.16563 | 0.6392 | 0.62661 | 0.59589 | 0.0014614 | 0
403 | 1 | 0.00013861 | 0.00030283 | 0 | 0.00011748 | 0.00011416 | 0 | 0.19696 | 0.6532 | 0.53531 | 0.59347 | 0.0074916 | 0
404 | 1 | 0.00014027 | 0.0003077 | 0 | 8.8113e-05 | 0.00011416 | 0 | 0.21751 | 0.6506 | 0.29949 | 0.55565 | 0.086105 | 0
405 | 1 | 0.0001282 | 0.00031093 | 0 | 5.8742e-05 | 0.00011416 | 0 | 0.22081 | 0.6468 | 0.18432 | 0.54004 | 0.11912 | 0
406 | 1 | 0.00011517 | 0.0003115 | 0 | 3.7595e-05 | 0.00011416 | 0 | 0.21858 | 0.6632 | 0.23058 | 0.53839 | 0.0749 | 0
407 | 1 | 0.00012236 | 0.00031291 | 0 | 2.3497e-05 | 0.00011416 | 0 | 0.21819 | 0.6544 | 0.30825 | 0.52211 | 0.024691 | 0
408 | 1 | 0.00013111 | 0.0003151 | 0 | 9.3987e-06 | 0.00011416 | 0 | 0.21315 | 0.6717 | 0.14999 | 0.49399 | 0.0013373 | 0
409 | 1 | 0.00011963 | 0.00031757 | 0 | 5.8742e-06 | 0.00011416 | 0 | 0.21732 | 0.7013 | 0.13307 | 0.48769 | 0.059277 | 0
410 | 1 | 0.00010942 | 0.00031876 | 0 | 2.3497e-06 | 0.00011416 | 0 | 0.2148 | 0.7047 | 0.11359 | 0.48168 | 0.25088 | 0
411 | 1 | 0.00010125 | 0.00031972 | 0 | 1.1748e-06 | 0.00011416 | 0 | 0.21751 | 0.6885 | 0.073411 | 0.48187 | 0.32128 | 0
412 | 1 | 8.5142e-05 | 0.00032126 | 0 | 1.4098e-05 | 0.00011416 | 0 | 0.21286 | 0.6874 | 0.074142 | 0.47809 | 0.19955 | 0
413 | 1 | 7.5852e-05 | 0.00032322 | 0 | 3.7595e-05 | 0.00011416 | 0 | 0.20452 | 0.5967 | 0.080959 | 0.46927 | 0.058253 | 0
414 | 1 | 7.6334e-05 | 0.00032422 | 0 | 9.3987e-05 | 0.00011416 | 0 | 0.19414 | 0.5294 | 0.068542 | 0.47857 | 0.0015704 | 0
415 | 1 | 8.1189e-05 | 0.00032518 | 0 | 0.0001821 | 0.00011416 | 0 | 0.19899 | 0.4946 | 0.093377 | 0.48342 | 0.010201 | 0
416 | 1 | 8.7641e-05 | 0.00032349 | 0 | 0.0001586 | 0.00011416 | 0.01486 | 0.19734 | 0.4551 | 0.126 | 0.49622 | 0.10618 | 0
417 | 1 | 0.000101 | 0.00030547 | 0 | 0.00014685 | 0.00011416 | 0.074786 | 0.19114 | 0.3768 | 0.14974 | 0.5222 | 0.14184 | 0.0031534
418 | 1 | 0.00011932 | 0.00028327 | 0 | 0.00016448 | 0.00011416 | 0.17429 | 0.17484 | 0.2564 | 0.2279 | 0.52928 | 0.086783 | 0.0047357
419 | 1 | 0.00013687 | 0.00025689 | 0 | 0.00018797 | 0.00011416 | 0.24536 | 0.15186 | 0.1894 | 0.28135 | 0.53704 | 0.0273 | 0
420 | 1 | 0.00014721 | 0.00023603 | 0 | 0.00020677 | 0.00011416 | 0.26942 | 0.13586 | 0.1107 | 0.39834 | 0.54188 | 0.0013373 | 0
421 | 1 | 0.00015857 | 0.00022357 | 0 | 0.00018797 | 0.00011416 | 0.25036 | 0.1251 | 0.0571 | 0.26942 | 0.51445 | 0.071033 | 0.036181
422 | 1 | 0.00014691 | 0.00021965 | 0 | 0.00019032 | 0.00011416 | 0.19787 | 0.11889 | 0.0212 | 0.14147 | 0.48933 | 0.29571 | 0
423 | 1 | 0.00012967 | 0.0002266 | 0 | 0.00021382 | 0.00011416 | 0.11323 | 0.11967 | 0.061 | 0.12296 | 0.48536 | 0.37996 | 0.14756
424 | 1 | 0.00011041 | 0.00025366 | 0 | 0.00022322 | 0.00011416 | 0.04135 | 0.12093 | 0.2589 | 0.12966 | 0.48245 | 0.23473 | 0.16801
425 | 1 | 0.00010048 | 0.00027976 | 0 | 0.00022322 | 0.00011416 | 0.0080762 | 0.13072 | 0.5149 | 0.23728 | 0.50058 | 0.068347 | 0.36748
426 | 1 | 0.00011429 | 0.00028777 | 0 | 0.00016448 | 0.00011416 | 0 | 0.15545 | 0.6008 | 0.52642 | 0.54363 | 0.0016847 | 0
427 | 1 | 0.00014172 | 0.0002943 | 0 | 0.00011748 | 0.00011416 | 0 | 0.15273 | 0.6644 | 0.67373 | 0.57659 | 0.013496 | 0
428 | 1 | 0.00014882 | 0.00030023 | 0 | 8.8113e-05 | 0.00011416 | 0 | 0.14953 | 0.7529 | 0.51266 | 0.55934 | 0.12916 | 0
429 | 1 | 0.00013826 | 0.00030495 | 0 | 5.8742e-05 | 0.00011416 | 0 | 0.1379 | 0.7666 | 0.31032 | 0.53665 | 0.16727 | 0
430 | 1 | 0.00012347 | 0.00030921 | 0 | 3.7595e-05 | 0.00011416 | 0 | 0.12772 | 0.7508 | 0.32859 | 0.54557 | 0.099862 | 0
431 | 1 | 0.00012494 | 0.00031301 | 0 | 2.3497e-05 | 0.00011416 | 0 | 0.11656 | 0.7104 | 0.32944 | 0.54693 | 0.030087 | 0
432 | 1 | 0.00012988 | 0.00031567 | 0 | 9.3987e-06 | 0.00011416 | 0 | 0.10813 | 0.7137 | 0.20964 | 0.51018 | 0.0013373 | 0
433 | 1 | 0.00011878 | 0.00031661 | 0 | 5.8742e-06 | 0.00011416 | 0 | 0.10279 | 0.7343 | 0.14621 | 0.47935 | 0.084249 | 0
434 | 1 | 0.0001096 | 0.0003168 | 0 | 2.3497e-06 | 0.00011416 | 0 | 0.094162 | 0.729 | 0.14536 | 0.47217 | 0.34559 | 0
435 | 1 | 0.00010552 | 0.000317 | 0 | 1.1748e-06 | 0.00011416 | 0 | 0.087762 | 0.7204 | 0.12126 | 0.46403 | 0.44538 | 0
436 | 1 | 9.2861e-05 | 0.0003177 | 0 | 1.4098e-05 | 0.00011416 | 0 | 0.088926 | 0.7093 | 0.096664 | 0.45976 | 0.27383 | 0
437 | 1 | 8.967e-05 | 0.00031807 | 0 | 3.7595e-05 | 0.00011416 | 0 | 0.092611 | 0.6897 | 0.11517 | 0.45734 | 0.079544 | 0
438 | 1 | 0.0001042 | 0.00031907 | 0 | 9.3987e-05 | 0.00011416 | 0 | 0.095326 | 0.6619 | 0.22559 | 0.51396 | 0.0018044 | 0
439 | 1 | 0.00013346 | 0.00032099 | 0 | 0.0001821 | 0.00011416 | 0 | 0.092223 | 0.6353 | 0.4815 | 0.56903 | 0.017434 | 0
440 | 1 | 0.00016501 | 0.0003206 | 0 | 0.0001586 | 0.00011416 | 0.00953 | 0.087374 | 0.6022 | 0.7615 | 0.59201 | 0.15523 | 0
441 | 1 | 0.00018176 | 0.00030524 | 0 | 0.00014685 | 0.00011416 | 0.041512 | 0.080392 | 0.4902 | 0.65948 | 0.60733 | 0.19557 | 0.0030754
442 | 1 | 0.00018996 | 0.00028665 | 0 | 0.00016448 | 0.00011416 | 0.093684 | 0.066718 | 0.2552 | 0.57889 | 0.62158 | 0.11419 | 0.0819
443 | 1 | 0.00019669 | 0.00026896 | 0 | 0.00018797 | 0.00011416 | 0.13245 | 0.055275 | 0.176 | 0.71816 | 0.61848 | 0.033057 | 0.0044906
444 | 1 | 0.00020348 | 0.00025566 | 0 | 0.00020677 | 0.00011416 | 0.15119 | 0.04839 | 0.2131 | 0.743 | 0.6211 | 0.0013373 | 0.013683
445 | 1 | 0.00020672 | 0.00024828 | 0 | 0.00018797 | 0.00011416 | 0.15426 | 0.044317 | 0.1502 | 0.65936 | 0.60122 | 0.095931 | 0.040738
446 | 1 | 0.00020186 | 0.00024703 | 0 | 0.00019032 | 0.00011416 | 0.13423 | 0.04102 | 0.1091 | 0.60226 | 0.57514 | 0.38931 | 0.010463
447 | 1 | 0.00019379 | 0.00025298 | 0 | 0.00021382 | 0.00011416 | 0.08157 | 0.040826 | 0.0896 | 0.54809 | 0.55526 | 0.50281 | 0.003042
448 | 1 | 0.00017847 | 0.00027119 | 0 | 0.00022322 | 0.00011416 | 0.032628 | 0.039081 | 0.1053 | 0.61736 | 0.5636 | 0.30805 | 0.28506
449 | 1 | 0.00016907 | 0.00029516 | 0 | 0.00022322 | 0.00011416 | 0.0080762 | 0.038887 | 0.0916 | 0.59995 | 0.61412 | 0.089335 | 0.27151
450 | 1 | 0.00017738 | 0.0003024 | 0 | 0.00016448 | 0.00011416 | 0 | 0.040535 | 0.0633 | 0.78001 | 0.63244 | 0.0019042 | 0
451 | 1 | 0.000197 | 0.0003071 | 0 | 0.00011748 | 0.00011416 | 0 | 0.043929 | 0.0379 | 0.79791 | 0.63506 | 0.021085 | 0
452 | 1 | 0.00019557 | 0.0003115 | 0 | 8.8113e-05 | 0.00011416 | 0 | 0.043057 | 0.0168 | 0.43633 | 0.59521 | 0.17845 | 0
453 | 1 | 0.00017194 | 0.00031504 | 0 | 5.8742e-05 | 0.00011416 | 0 | 0.042475 | 0.0027 | 0.33272 | 0.56234 | 0.22038 | 0
454 | 1 | 0.00014897 | 0.00031858 | 0 | 3.7595e-05 | 0.00011416 | 0 | 0.043251 | 0.0001 | 0.39871 | 0.57 | 0.1266 | 0
455 | 1 | 0.00014858 | 0.00032246 | 0 | 2.3497e-05 | 0.00011416 | 0 | 0.042572 | 0.008 | 0.46056 | 0.55866 | 0.03557 | 0
456 | 1 | 0.00015086 | 0.00032539 | 0 | 9.3987e-06 | 0.00011416 | 0 | 0.045869 | 0.0473 | 0.43742 | 0.53578 | 0.0013373 | 0
457 | 1 | 0.00013754 | 0.00032655 | 0 | 5.8742e-06 | 0.00011416 | 0 | 0.049457 | 0.1169 | 0.40212 | 0.51357 | 0.10537 | 0
458 | 1 | 0.00012829 | 0.00032758 | 0 | 2.3497e-06 | 0.00011416 | 0 | 0.053918 | 0.212 | 0.35147 | 0.50436 | 0.42441 | 0
459 | 1 | 0.00012294 | 0.00032911 | 0 | 1.1748e-06 | 0.00011416 | 0 | 0.059736 | 0.3184 | 0.3085 | 0.49205 | 0.54899 | 0
460 | 1 | 0.00010967 | 0.00033197 | 0 | 1.4098e-05 | 0.00011416 | 0 | 0.062161 | 0.4245 | 0.26613 | 0.49632 | 0.33552 | 0
461 | 1 | 0.00010547 | 0.0003343 | 0 | 3.7595e-05 | 0.00011416 | 0 | 0.06313 | 0.5135 | 0.33686 | 0.50504 | 0.097183 | 0
462 | 1 | 0.00011736 | 0.00033703 | 0 | 9.3987e-05 | 0.00011416 | 0 | 0.066912 | 0.5816 | 0.47334 | 0.53151 | 0.0019813 | 0
463 | 1 | 0.00014677 | 0.00034001 | 0 | 0.0001821 | 0.00011416 | 0 | 0.070597 | 0.6049 | 0.69382 | 0.58968 | 0.024135 | 0
464 | 1 | 0.00017648 | 0.00034089 | 0 | 0.0001586 | 0.00011416 | 0.013084 | 0.067785 | 0.5747 | 0.8824 | 0.61131 | 0.1973 | 0
465 | 1 | 0.00019131 | 0.00032289 | 0 | 0.00014685 | 0.00011416 | 0.062026 | 0.065652 | 0.4829 | 0.85914 | 0.63438 | 0.24031 | 0
466 | 1 | 0.00019937 | 0.00029976 | 0 | 0.00016448 | 0.00011416 | 0.13503 | 0.061579 | 0.3683 | 0.84222 | 0.63312 | 0.13647 | 0
467 | 1 | 0.00020572 | 0.00027667 | 0 | 0.00018797 | 0.00011416 | 0.19028 | 0.055081 | 0.3197 | 0.85914 | 0.63865 | 0.037535 | 0.0044571
468 | 1 | 0.00021135 | 0.00026049 | 0 | 0.00020677 | 0.00011416 | 0.2242 | 0.050524 | 0.4186 | 0.74884 | 0.63118 | 0.0013373 | 0
469 | 1 | 0.00021134 | 0.00025304 | 0 | 0.00018797 | 0.00011416 | 0.21806 | 0.051396 | 0.4829 | 0.66947 | 0.61761 | 0.11199 | 0
470 | 1 | 0.00020431 | 0.00025229 | 0 | 0.00019032 | 0.00011416 | 0.17719 | 0.051299 | 0.4859 | 0.65571 | 0.59928 | 0.44895 | 0
471 | 1 | 0.0001942 | 0.00025957 | 0 | 0.00021382 | 0.00011416 | 0.11291 | 0.053433 | 0.4245 | 0.63733 | 0.57184 | 0.58129 | 0
472 | 1 | 0.0001755 | 0.000288 | 0 | 0.00022322 | 0.00011416 | 0.046681 | 0.055275 | 0.3998 | 0.61955 | 0.59831 | 0.3547 | 0
473 | 1 | 0.00016458 | 0.00031997 | 0 | 0.00022322 | 0.00011416 | 0.0092069 | 0.057118 | 0.5062 | 0.61444 | 0.6114 | 0.10266 | 0
474 | 1 | 0.00017402 | 0.00032985 | 0 | 0.00016448 | 0.00011416 | 0 | 0.062161 | 0.5885 | 0.83443 | 0.62885 | 0.0020339 | 0
475 | 1 | 0.00019746 | 0.00033478 | 0 | 0.00011748 | 0.00011416 | 0 | 0.068173 | 0.6116 | 0.85671 | 0.62575 | 0.026323 | 0
476 | 1 | 0.00019675 | 0.00033788 | 0 | 8.8113e-05 | 0.00011416 | 0 | 0.073119 | 0.6314 | 0.54322 | 0.58445 | 0.21058 | 0
477 | 1 | 0.00017435 | 0.00033966 | 0 | 5.8742e-05 | 0.00011416 | 0 | 0.082428 | 0.6705 | 0.33857 | 0.53965 | 0.25424 | 0
478 | 1 | 0.00015171 | 0.00034136 | 0 | 3.7595e-05 | 0.00011416 | 0 | 0.088538 | 0.6619 | 0.3186 | 0.53985 | 0.14333 | 0
479 | 1 | 0.00015053 | 0.00034351 | 0 | 2.3497e-05 | 0.00011416 | 0 | 0.10318 | 0.6544 | 0.28281 | 0.5383 | 0.038885 | 0
480 | 1 | 0.00015235 | 0.00034557 | 0 | 9.3987e-06 | 0.00011416 | 0 | 0.11084 | 0.6262 | 0.18882 | 0.51813 | 0.0013373 | 0
481 | 1 | 0.00013848 | 0.00034719 | 0 | 5.8742e-06 | 0.00011416 | 0 | 0.11967 | 0.5719 | 0.22754 | 0.49709 | 0.1154 | 0
482 | 1 | 0.00013167 | 0.00034784 | 0 | 2.3497e-06 | 0.00011416 | 0 | 0.12471 | 0.4771 | 0.19028 | 0.48517 | 0.46157 | 0
483 | 1 | 0.00012638 | 0.00034795 | 0 | 1.1748e-06 | 0.00011416 | 0 | 0.13479 | 0.4654 | 0.21171 | 0.47469 | 0.59791 | 0
484 | 1 | 0.00011202 | 0.00034813 | 0 | 1.4098e-05 | 0.00011416 | 0 | 0.13984 | 0.4215 | 0.18736 | 0.46432 | 0.36456 | 0
485 | 1 | 0.00010853 | 0.00034811 | 0 | 3.7595e-05 | 0.00011416 | 0 | 0.13896 | 0.3754 | 0.22985 | 0.46888 | 0.10548 | 0
486 | 1 | 0.00012127 | 0.00034801 | 0 | 9.3987e-05 | 0.00011416 | 0 | 0.1443 | 0.4114 | 0.32019 | 0.48284 | 0.0020606 | 0
487 | 1 | 0.00014885 | 0.00034803 | 0 | 0.0001821 | 0.00011416 | 0 | 0.14818 | 0.3697 | 0.52703 | 0.53975 | 0.027465 | 0
488 | 1 | 0.00017651 | 0.00034519 | 0 | 0.0001586 | 0.00011416 | 0.012599 | 0.13877 | 0.2984 | 0.68773 | 0.59347 | 0.21744 | 0
489 | 1 | 0.0001937 | 0.00032522 | 0 | 0.00014685 | 0.00011416 | 0.058795 | 0.12277 | 0.176 | 0.70441 | 0.61606 | 0.26141 | 0
490 | 1 | 0.00020294 | 0.0003005 | 0 | 0.00016448 | 0.00011416 | 0.14246 | 0.1027 | 0.0875 | 0.80874 | 0.61363 | 0.14684 | 0
491 | 1 | 0.00020983 | 0.00027718 | 0 | 0.00018797 | 0.00011416 | 0.20691 | 0.087568 | 0.0656 | 0.7878 | 0.6083 | 0.039572 | 0
492 | 1 | 0.00021524 | 0.00025918 | 0 | 0.00020677 | 0.00011416 | 0.22856 | 0.07884 | 0.0842 | 0.78111 | 0.59783 | 0.0013373 | 0
493 | 1 | 0.00021712 | 0.0002483 | 0 | 0.00018797 | 0.00011416 | 0.20562 | 0.070016 | 0.1099 | 0.6887 | 0.58455 | 0.1154 | 0
494 | 1 | 0.00021136 | 0.00024495 | 0 | 0.00019032 | 0.00011416 | 0.15636 | 0.065943 | 0.1412 | 0.53786 | 0.56244 | 0.46157 | 0
495 | 1 | 0.00020232 | 0.00025118 | 0 | 0.00021382 | 0.00011416 | 0.09643 | 0.070209 | 0.1831 | 0.45471 | 0.56448 | 0.59791 | 0
496 | 1 | 0.00018313 | 0.00027935 | 0 | 0.00022322 | 0.00011416 | 0.039735 | 0.079034 | 0.2431 | 0.52191 | 0.56399 | 0.36456 | 0
497 | 1 | 0.00017067 | 0.00031179 | 0 | 0.00022322 | 0.00011416 | 0.0088839 | 0.089216 | 0.3184 | 0.59995 | 0.58261 | 0.10548 | 0.010363
498 | 1 | 0.00017784 | 0.00032083 | 0 | 0.00016448 | 0.00011416 | 0 | 0.10066 | 0.3754 | 0.72425 | 0.62313 | 0.0020606 | 0
499 | 1 | 0.000198 | 0.00032657 | 0 | 0.00011748 | 0.00011416 | 0 | 0.10231 | 0.3897 | 0.73302 | 0.61576 | 0.027465 | 0
500 | 1 | 0.00019563 | 0.00033161 | 0 | 8.8113e-05 | 0.00011416 | 0 | 0.094453 | 0.394 | 0.50097 | 0.58949 | 0.21744 | 0
501 | 1 | 0.00017295 | 0.00033514 | 0 | 5.8742e-05 | 0.00011416 | 0 | 0.091544 | 0.3854 | 0.28476 | 0.52744 | 0.26141 | 0
502 | 1 | 0.00015173 | 0.0003339 | 0 | 3.7595e-05 | 0.00011416 | 0 | 0.088829 | 0.3811 | 0.3729 | 0.51532 | 0.14684 | 0
503 | 1 | 0.00015058 | 0.00033594 | 0 | 2.3497e-05 | 0.00011416 | 0 | 0.092708 | 0.3854 | 0.36413 | 0.52618 | 0.039572 | 0
504 | 1 | 0.00015213 | 0.00033891 | 0 | 9.3987e-06 | 0.00011416 | 0 | 0.09552 | 0.3782 | 0.30959 | 0.50931 | 0.0013373 | 0
505 | 1 | 0.00013928 | 0.00034173 | 0 | 5.8742e-06 | 0.00011416 | 0 | 0.098817 | 0.3293 | 0.30582 | 0.4936 | 0.11199 | 0
506 | 1 | 0.00013277 | 0.0003431 | 0 | 2.3497e-06 | 0.00011416 | 0 | 0.096683 | 0.2854 | 0.25079 | 0.48429 | 0.44895 | 0
507 | 1 | 0.00012811 | 0.00034302 | 0 | 1.1748e-06 | 0.00011416 | 0 | 0.095132 | 0.2828 | 0.17969 | 0.4744 | 0.58129 | 0
508 | 1 | 0.000115 | 0.00034204 | 0 | 1.4098e-05 | 0.00011416 | 0 | 0.092514 | 0.2905 | 0.16995 | 0.4649 | 0.3547 | 0
509 | 1 | 0.00011028 | 0.00034191 | 0 | 3.7595e-05 | 0.00011416 | 0 | 0.089022 | 0.2854 | 0.20075 | 0.45443 | 0.10266 | 0
510 | 1 | 0.00012309 | 0.00034247 | 0 | 9.3987e-05 | 0.00011416 | 0 | 0.083204 | 0.2828 | 0.37607 | 0.49176 | 0.0020339 | 0
511 | 1 | 0.00015187 | 0.00034451 | 0 | 0.0001821 | 0.00011416 | 0 | 0.081168 | 0.2663 | 0.61273 | 0.54916 | 0.026323 | 0
512 | 1 | 0.00018163 | 0.00034504 | 0 | 0.0001586 | 0.00011416 | 0.014214 | 0.077483 | 0.2407 | 0.79194 | 0.58774 | 0.21058 | 0
513 | 1 | 0.00019632 | 0.00032598 | 0 | 0.00014685 | 0.00011416 | 0.067033 | 0.074282 | 0.2032 | 0.77964 | 0.60811 | 0.25424 | 0
514 | 1 | 0.00020425 | 0.00030074 | 0 | 0.00016448 | 0.00011416 | 0.15135 | 0.066718 | 0.1894 | 0.78354 | 0.61489 | 0.14333 | 0
515 | 1 | 0.00021013 | 0.00027698 | 0 | 0.00018797 | 0.00011416 | 0.21564 | 0.054984 | 0.1604 | 0.70051 | 0.60268 | 0.038885 | 0
516 | 1 | 0.00021409 | 0.00026037 | 0 | 0.00020677 | 0.00011416 | 0.24552 | 0.051784 | 0.1474 | 0.68371 | 0.59463 | 0.0013373 | 0
517 | 1 | 0.00021446 | 0.00025086 | 0 | 0.00018797 | 0.00011416 | 0.25052 | 0.056051 | 0.143 | 0.59642 | 0.58328 | 0.10537 | 0
518 | 1 | 0.00020642 | 0.00024959 | 0 | 0.00019032 | 0.00011416 | 0.21612 | 0.067106 | 0.152 | 0.54224 | 0.55963 | 0.42441 | 0
519 | 1 | 0.00019651 | 0.00025675 | 0 | 0.00021382 | 0.00011416 | 0.14876 | 0.082816 | 0.1691 | 0.44777 | 0.55071 | 0.54899 | 0
520 | 1 | 0.00017973 | 0.00028084 | 0 | 0.00022322 | 0.00011416 | 0.062187 | 0.096296 | 0.1925 | 0.50572 | 0.56089 | 0.33552 | 0
521 | 1 | 0.0001665 | 0.00031894 | 0 | 0.00022322 | 0.00011416 | 0.011791 | 0.10725 | 0.2396 | 0.77173 | 0.59337 | 0.097183 | 0.0097611
522 | 1 | 0.00017494 | 0.00032991 | 0 | 0.00016448 | 0.00011416 | 0 | 0.11763 | 0.2651 | 0.86633 | 0.61528 | 0.0019813 | 0
523 | 1 | 0.00019848 | 0.00033725 | 0 | 0.00011748 | 0.00011416 | 0 | 0.12568 | 0.2626 | 0.86596 | 0.62924 | 0.024135 | 0
524 | 1 | 0.00019699 | 0.00034416 | 0 | 8.8113e-05 | 0.00011416 | 0 | 0.13227 | 0.2601 | 0.59898 | 0.59628 | 0.1973 | 0
525 | 1 | 0.00017457 | 0.00034942 | 0 | 5.8742e-05 | 0.00011416 | 0 | 0.13557 | 0.236 | 0.40261 | 0.53287 | 0.24031 | 0
526 | 1 | 0.0001527 | 0.00035269 | 0 | 3.7595e-05 | 0.00011416 | 0 | 0.14003 | 0.2443 | 0.37667 | 0.53326 | 0.13647 | 0
527 | 1 | 0.00015177 | 0.00035541 | 0 | 2.3497e-05 | 0.00011416 | 0 | 0.13829 | 0.2552 | 0.38118 | 0.52249 | 0.037535 | 0
528 | 1 | 0.00015403 | 0.00035779 | 0 | 9.3987e-06 | 0.00011416 | 0 | 0.13382 | 0.2503 | 0.31507 | 0.50271 | 0.0013373 | 0
529 | 1 | 0.00014139 | 0.00035901 | 0 | 5.8742e-06 | 0.00011416 | 0 | 0.12655 | 0.2503 | 0.31763 | 0.48933 | 0.095931 | 0
530 | 1 | 0.00013543 | 0.0003602 | 0 | 2.3497e-06 | 0.00011416 | 0 | 0.1155 | 0.2337 | 0.2609 | 0.47974 | 0.38931 | 0
531 | 1 | 0.00013009 | 0.00036081 | 0 | 1.1748e-06 | 0.00011416 | 0 | 0.11036 | 0.2 | 0.19041 | 0.47004 | 0.50281 | 0
532 | 1 | 0.00011642 | 0.0003621 | 0 | 1.4098e-05 | 0.00011416 | 0 | 0.10231 | 0.1145 | 0.16496 | 0.46985 | 0.30805 | 0
533 | 1 | 0.00011154 | 0.00036357 | 0 | 3.7595e-05 | 0.00011416 | 0 | 0.099399 | 0.0627 | 0.21561 | 0.45918 | 0.089335 | 0
534 | 1 | 0.00012384 | 0.00036507 | 0 | 9.3987e-05 | 0.00011416 | 0 | 0.097265 | 0.0406 | 0.36584 | 0.47625 | 0.0019042 | 0
535 | 1 | 0.00015171 | 0.00036615 | 0 | 0.0001821 | 0.00011416 | 0 | 0.093871 | 0.0236 | 0.77222 | 0.56021 | 0.021085 | 0
536 | 1 | 0.0001825 | 0.00036423 | 0 | 0.0001586 | 0.00011416 | 0.015506 | 0.08941 | 0.0151 | 0.8953 | 0.6019 | 0.17845 | 0
537 | 1 | 0.00019914 | 0.0003429 | 0 | 0.00014685 | 0.00011416 | 0.073494 | 0.08078 | 0.0127 | 0.8981 | 0.61373 | 0.22038 | 0
538 | 1 | 0.00020895 | 0.00031512 | 0 | 0.00016448 | 0.00011416 | 0.16718 | 0.075058 | 0.0165 | 0.88495 | 0.6179 | 0.1266 | 0
539 | 1 | 0.00021527 | 0.00029213 | 0 | 0.00018797 | 0.00011416 | 0.24697 | 0.069628 | 0.0183 | 0.80205 | 0.61034 | 0.03557 | 0.032604
540 | 1 | 0.00021973 | 0.00027405 | 0 | 0.00020677 | 0.00011416 | 0.28832 | 0.069628 | 0.0086 | 0.70538 | 0.60578 | 0.0013373 | 0
541 | 1 | 0.0002205 | 0.00026198 | 0 | 0.00018797 | 0.00011416 | 0.28202 | 0.068949 | 0.0209 | 0.5879 | 0.58348 | 0.084249 | 0
542 | 1 | 0.00021112 | 0.00025773 | 0 | 0.00019032 | 0.00011416 | 0.2418 | 0.070791 | 0.0379 | 0.4748 | 0.5479 | 0.34559 | 0.29165
543 | 1 | 0.00019854 | 0.00026333 | 0 | 0.00021382 | 0.00011416 | 0.16589 | 0.071664 | 0.0307 | 0.37874 | 0.54382 | 0.44538 | 0.073142
544 | 1 | 0.00017897 | 0.00028906 | 0 | 0.00022322 | 0.00011416 | 0.06994 | 0.073216 | 0.0048 | 0.46725 | 0.5479 | 0.27383 | 0.30947
545 | 1 | 0.00016503 | 0.00032185 | 0 | 0.00022322 | 0.00011416 | 0.012114 | 0.076513 | 0.0006 | 0.59849 | 0.58396 | 0.079544 | 0.073799
546 | 1 | 0.0001732 | 0.00033799 | 0 | 0.00016448 | 0.00011416 | 0 | 0.082719 | 0.0043 | 0.82323 | 0.62139 | 0.0018044 | 0
547 | 1 | 0.00019427 | 0.00034975 | 0 | 0.00011748 | 0.00011416 | 0 | 0.093677 | 0.0344 | 0.72328 | 0.61693 | 0.017434 | 0
548 | 1 | 0.0001901 | 0.00035958 | 0 | 8.8113e-05 | 0.00011416 | 0 | 0.10386 | 0.0952 | 0.47529 | 0.5764 | 0.15523 | 0
549 | 1 | 0.00016977 | 0.00036447 | 0 | 5.8742e-05 | 0.00011416 | 0 | 0.11724 | 0.1623 | 0.32846 | 0.52501 | 0.19557 | 0
550 | 1 | 0.00015162 | 0.00036523 | 0 | 3.7595e-05 | 0.00011416 | 0 | 0.12965 | 0.2726 | 0.34088 | 0.53112 | 0.11419 | 0
551 | 1 | 0.00015497 | 0.00036292 | 0 | 2.3497e-05 | 0.00011416 | 0 | 0.1475 | 0.4027 | 0.33346 | 0.53452 | 0.033057 | 0
552 | 1 | 0.00015919 | 0.00035995 | 0 | 9.3987e-06 | 0.00011416 | 0 | 0.16971 | 0.4815 | 0.29754 | 0.52395 | 0.0013373 | 0
553 | 1 | 0.0001442 | 0.00035895 | 0 | 5.8742e-06 | 0.00011416 | 0 | 0.18648 | 0.5149 | 0.29231 | 0.48526 | 0.068568 | 0
554 | 1 | 0.00013587 | 0.00035742 | 0 | 2.3497e-06 | 0.00011416 | 0 | 0.2018 | 0.594 | 0.18846 | 0.46064 | 0.28635 | 0
555 | 1 | 0.00012919 | 0.00035416 | 0 | 1.1748e-06 | 0.00011416 | 0 | 0.22052 | 0.6778 | 0.10592 | 0.45366 | 0.36769 | 0
556 | 1 | 0.00011411 | 0.00035097 | 0 | 1.4098e-05 | 0.00011416 | 0 | 0.24088 | 0.699 | 0.10847 | 0.45094 | 0.22739 | 0
557 | 1 | 0.00010737 | 0.00034697 | 0 | 3.7595e-05 | 0.00011416 | 0 | 0.26251 | 0.7427 | 0.14171 | 0.45239 | 0.066242 | 0
558 | 1 | 0.00011198 | 0.00034101 | 0 | 9.3987e-05 | 0.00011416 | 0 | 0.27696 | 0.8092 | 0.17884 | 0.45075 | 0.0016614 | 0
559 | 1 | 0.0001221 | 0.00033588 | 0 | 0.0001821 | 0.00011416 | 0 | 0.28918 | 0.7618 | 0.22596 | 0.45792 | 0.012788 | 0
560 | 1 | 0.00013525 | 0.00032792 | 0 | 0.0001586 | 0.00011416 | 0.017283 | 0.28763 | 0.7171 | 0.3242 | 0.49806 | 0.12432 | 0
561 | 1 | 0.00015335 | 0.00030702 | 0 | 0.00014685 | 0.00011416 | 0.083024 | 0.28142 | 0.7508 | 0.45264 | 0.54625 | 0.16196 | 0.0081009
562 | 1 | 0.0001726 | 0.00028154 | 0 | 0.00016448 | 0.00011416 | 0.17412 | 0.26707 | 0.6404 | 0.44753 | 0.54683 | 0.097148 | 0.0088363
563 | 1 | 0.00018318 | 0.00025806 | 0 | 0.00018797 | 0.00011416 | 0.22403 | 0.28249 | 0.5733 | 0.4804 | 0.54431 | 0.029515 | 0
564 | 1 | 0.00018688 | 0.00024284 | 0 | 0.00020677 | 0.00011416 | 0.23163 | 0.32341 | 0.7559 | 0.44972 | 0.52977 | 0.0013373 | 0
565 | 1 | 0.00019285 | 0.00023525 | 0 | 0.00018797 | 0.00011416 | 0.21047 | 0.35037 | 0.7723 | 0.26589 | 0.51406 | 0.057093 | 0
566 | 1 | 0.00018159 | 0.00023525 | 0 | 0.00019032 | 0.00011416 | 0.1822 | 0.35211 | 0.7406 | 0.21743 | 0.4968 | 0.24249 | 0
567 | 1 | 0.00016545 | 0.00024302 | 0 | 0.00021382 | 0.00011416 | 0.13503 | 0.33922 | 0.6802 | 0.1831 | 0.49215 | 0.31032 | 0.63139
568 | 1 | 0.0001462 | 0.00026515 | 0 | 0.00022322 | 0.00011416 | 0.059926 | 0.31245 | 0.6301 | 0.23265 | 0.48604 | 0.19297 | 0.45672
569 | 1 | 0.00013036 | 0.00030125 | 0 | 0.00022322 | 0.00011416 | 0.010984 | 0.27395 | 0.6569 | 0.31653 | 0.50533 | 0.056361 | 0.087393
570 | 1 | 0.00013722 | 0.00031383 | 0 | 0.00016448 | 0.00011416 | 0 | 0.25979 | 0.6693 | 0.5459 | 0.58464 | 0.0015481 | 0
571 | 1 | 0.00016203 | 0.00032095 | 0 | 0.00011748 | 0.00011416 | 0 | 0.25436 | 0.6494 | 0.56562 | 0.57766 | 0.0096143 | 0
572 | 1 | 0.00016363 | 0.00032784 | 0 | 8.8113e-05 | 0.00011416 | 0 | 0.24554 | 0.5926 | 0.40748 | 0.53025 | 0.10194 | 0
573 | 1 | 0.00014825 | 0.0003332 | 0 | 5.8742e-05 | 0.00011416 | 0 | 0.23419 | 0.5164 | 0.24982 | 0.48982 | 0.13708 | 0
574 | 1 | 0.00013327 | 0.00033838 | 0 | 3.7595e-05 | 0.00011416 | 0 | 0.2212 | 0.423 | 0.39165 | 0.48827 | 0.084313 | 0
575 | 1 | 0.00013915 | 0.00034353 | 0 | 2.3497e-05 | 0.00011416 | 0 | 0.20239 | 0.3265 | 0.4233 | 0.48022 | 0.026764 | 0
576 | 1 | 0.00014707 | 0.00034611 | 0 | 9.3987e-06 | 0.00011416 | 0 | 0.18454 | 0.2313 | 0.28111 | 0.45191 | 0.0013373 | 0
577 | 1 | 0.00013597 | 0.00034684 | 0 | 5.8742e-06 | 0.00011416 | 0 | 0.17223 | 0.1456 | 0.2122 | 0.45327 | 0.04329 | 0
578 | 1 | 0.00012567 | 0.00034656 | 0 | 2.3497e-06 | 0.00011416 | 0 | 0.1569 | 0.0995 | 0.18408 | 0.44444 | 0.18897 | 0
579 | 1 | 0.00011954 | 0.00034737 | 0 | 1.1748e-06 | 0.00011416 | 0 | 0.14294 | 0.0889 | 0.13879 | 0.42244 | 0.2405 | 0
580 | 1 | 0.00010348 | 0.00034799 | 0 | 1.4098e-05 | 0.00011416 | 0 | 0.13955 | 0.1016 | 0.091429 | 0.41206 | 0.15088 | 0
581 | 1 | 9.4946e-05 | 0.00034852 | 0 | 3.7595e-05 | 0.00011416 | 0 | 0.13576 | 0.1193 | 0.089481 | 0.41449 | 0.044255 | 0
582 | 1 | 9.5402e-05 | 0.00034797 | 0 | 9.3987e-05 | 0.00011416 | 0 | 0.13276 | 0.1275 | 0.10543 | 0.41361 | 0.0013984 | 0
583 | 1 | 0.00010008 | 0.00034694 | 0 | 0.0001821 | 0.00011416 | 0 | 0.1217 | 0.1225 | 0.13915 | 0.4044 | 0.006123 | 0
584 | 1 | 0.00010767 | 0.00034218 | 0 | 0.0001586 | 0.00011416 | 0.019221 | 0.1091 | 0.1009 | 0.18408 | 0.41099 | 0.07537 | 0
585 | 1 | 0.0001232 | 0.00031714 | 0 | 0.00014685 | 0.00011416 | 0.096915 | 0.1027 | 0.0882 | 0.21963 | 0.4364 | 0.10674 | 0
586 | 1 | 0.00014433 | 0.00028759 | 0 | 0.00016448 | 0.00011416 | 0.21515 | 0.10076 | 0.0478 | 0.28074 | 0.45414 | 0.068319 | 0.002184
587 | 1 | 0.00016069 | 0.00025941 | 0 | 0.00018797 | 0.00011416 | 0.29785 | 0.097265 | 0.0375 | 0.28074 | 0.46422 | 0.023208 | 0.0085466
588 | 1 | 0.00017117 | 0.00023474 | 0 | 0.00020677 | 0.00011416 | 0.33274 | 0.096877 | 0.0593 | 0.36645 | 0.43979 | 0.0013373 | 0.067726
589 | 1 | 0.00017867 | 0.00022265 | 0 | 0.00018797 | 0.00011416 | 0.33387 | 0.095229 | 0.0444 | 0.21658 | 0.42253 | 0.033399 | 0
590 | 1 | 0.00016469 | 0.00022005 | 0 | 0.00019032 | 0.00011416 | 0.28412 | 0.10367 | 0.0415 | 0.1663 | 0.42796 | 0.1499 | 0.28706
591 | 1 | 0.00014434 | 0.00022952 | 0 | 0.00021382 | 0.00011416 | 0.18721 | 0.10551 | 0.0493 | 0.12698 | 0.4331 | 0.18973 | 0.36699
592 | 1 | 0.00012281 | 0.00026018 | 0 | 0.00022322 | 0.00011416 | 0.078016 | 0.10008 | 0.0667 | 0.064402 | 0.44474 | 0.12009 | 0
593 | 1 | 0.00010988 | 0.00029405 | 0 | 0.00022322 | 0.00011416 | 0.013568 | 0.097556 | 0.0869 | 0.15425 | 0.45472 | 0.035373 | 0.033195
594 | 1 | 0.00011967 | 0.00030485 | 0 | 0.00016448 | 0.00011416 | 0 | 0.10609 | 0.1145 | 0.45276 | 0.5033 | 0.0012781 | 0
595 | 1 | 0.00015049 | 0.00030997 | 0 | 0.00011748 | 0.00011416 | 0 | 0.11734 | 0.1403 | 0.53141 | 0.516 | 0.0039066 | 0
596 | 1 | 0.00016018 | 0.00031336 | 0 | 8.8113e-05 | 0.00011416 | 0 | 0.12995 | 0.1325 | 0.37692 | 0.47818 | 0.056654 | 0
597 | 1 | 0.00015009 | 0.00031494 | 0 | 5.8742e-05 | 0.00011416 | 0 | 0.13799 | 0.1039 | 0.23119 | 0.43834 | 0.084599 | 0
598 | 1 | 0.00013658 | 0.00031428 | 0 | 3.7595e-05 | 0.00011416 | 0 | 0.14439 | 0.1193 | 0.22523 | 0.4395 | 0.056337 | 0
599 | 1 | 0.0001394 | 0.00031297 | 0 | 2.3497e-05 | 0.00011416 | 0 | 0.14963 | 0.1672 | 0.24446 | 0.45172 | 0.020423 | 0
600 | 1 | 0.00014508 | 0.00031109 | 0 | 9.3987e-06 | 0.00011416 | 0 | 0.15913 | 0.2153 | 0.201 | 0.4203 | 0.0013373 | 0
601 | 1 | 0.00013487 | 0.00030952 | 0 | 5.8742e-06 | 0.00011416 | 0 | 0.1699 | 0.2516 | 0.14195 | 0.38879 | 0.023914 | 0
602 | 1 | 0.00012665 | 0.00030749 | 0 | 2.3497e-06 | 0.00011416 | 0 | 0.18425 | 0.2713 | 0.11322 | 0.39315 | 0.11161 | 0
603 | 1 | 0.00012218 | 0.00030577 | 0 | 1.1748e-06 | 0.00011416 | 0 | 0.19948 | 0.2802 | 0.071342 | 0.39509 | 0.14018 | 0
604 | 1 | 0.0001094 | 0.0003045 | 0 | 1.4098e-05 | 0.00011416 | 0 | 0.20811 | 0.2971 | 0.060628 | 0.40188 | 0.089831 | 0
605 | 1 | 0.00010493 | 0.00030324 | 0 | 3.7595e-05 | 0.00011416 | 0 | 0.22488 | 0.3334 | 0.10579 | 0.40557 | 0.026617 | 0
606 | 1 | 0.00011889 | 0.00030176 | 0 | 9.3987e-05 | 0.00011416 | 0 | 0.23739 | 0.4201 | 0.19284 | 0.44852 | 0.0011466 | 0
607 | 1 | 0.00014778 | 0.00030037 | 0 | 0.0001821 | 0.00011416 | 0 | 0.24195 | 0.5019 | 0.41466 | 0.50582 | 0.0020875 | 0
608 | 1 | 0.00017746 | 0.00029524 | 0 | 0.0001586 | 0.00011416 | 0.015183 | 0.24622 | 0.583 | 0.5627 | 0.5287 | 0.039075 | 0
609 | 1 | 0.00019176 | 0.00027657 | 0 | 0.00014685 | 0.00011416 | 0.060249 | 0.25485 | 0.6353 | 0.58108 | 0.55614 | 0.062917 | 0.012803
610 | 1 | 0.00019989 | 0.00025662 | 0 | 0.00016448 | 0.00011416 | 0.12567 | 0.25272 | 0.6778 | 0.61407 | 0.56099 | 0.044234 | 0.1575
611 | 1 | 0.00020692 | 0.00023858 | 0 | 0.00018797 | 0.00011416 | 0.14796 | 0.25204 | 0.6838 | 0.64974 | 0.54615 | 0.017467 | 0
612 | 1 | 0.00021457 | 0.00022453 | 0 | 0.00020677 | 0.00011416 | 0.1499 | 0.25902 | 0.6802 | 0.62649 | 0.53519 | 0.0013373 | 0
613 | 1 | 0.00021861 | 0.00021472 | 0 | 0.00018797 | 0.00011416 | 0.15103 | 0.26067 | 0.6102 | 0.6338 | 0.52889 | 0.018372 | 0
614 | 1 | 0.00021396 | 0.00021024 | 0 | 0.00019032 | 0.00011416 | 0.13342 | 0.2563 | 0.499 | 0.64463 | 0.53869 | 0.088676 | 0
615 | 1 | 0.00020605 | 0.00021142 | 0 | 0.00021382 | 0.00011416 | 0.092877 | 0.2469 | 0.4085 | 0.5252 | 0.52996 | 0.11065 | 0
616 | 1 | 0.00019109 | 0.00022279 | 0 | 0.00022322 | 0.00011416 | 0.039412 | 0.2468 | 0.3969 | 0.45861 | 0.52802 | 0.071659 | 0
617 | 1 | 0.00018353 | 0.00023668 | 0 | 0.00022322 | 0.00011416 | 0.0090454 | 0.2629 | 0.5607 | 0.50292 | 0.58639 | 0.021338 | 0
618 | 1 | 0.0001891 | 0.00024112 | 0 | 0.00016448 | 0.00011416 | 0 | 0.27298 | 0.6481 | 0.73326 | 0.62934 | 0.0010584 | 0
619 | 1 | 0.0002083 | 0.00024486 | 0 | 0.00011748 | 0.00011416 | 0 | 0.28646 | 0.6742 | 0.65242 | 0.60888 | 0.0012111 | 0
620 | 1 | 0.0002055 | 0.00025055 | 0 | 8.8113e-05 | 0.00011416 | 0 | 0.27114 | 0.6456 | 0.39481 | 0.56418 | 0.029044 | 0
621 | 1 | 0.00018153 | 0.00025789 | 0 | 5.8742e-05 | 0.00011416 | 0 | 0.24748 | 0.5803 | 0.27429 | 0.50019 | 0.049941 | 0
622 | 1 | 0.00015797 | 0.00026395 | 0 | 3.7595e-05 | 0.00011416 | 0 | 0.24166 | 0.5677 | 0.27392 | 0.48526 | 0.036744 | 0
623 | 1 | 0.00015623 | 0.00026926 | 0 | 2.3497e-05 | 0.00011416 | 0 | 0.24496 | 0.5593 | 0.25956 | 0.48885 | 0.01554 | 0
624 | 1 | 0.00015692 | 0.00027409 | 0 | 9.3987e-06 | 0.00011416 | 0 | 0.22353 | 0.5621 | 0.25225 | 0.45162 | 0.0013373 | 0
625 | 1 | 0.00014204 | 0.0002773 | 0 | 5.8742e-06 | 0.00011416 | 0 | 0.20248 | 0.5954 | 0.22583 | 0.4108 | 0.015499 | 0
626 | 1 | 0.00013414 | 0.00028078 | 0 | 2.3497e-06 | 0.00011416 | 0 | 0.18706 | 0.5789 | 0.19515 | 0.38908 | 0.076556 | 0
627 | 1 | 0.00012694 | 0.00028571 | 0 | 1.1748e-06 | 0.00011416 | 0 | 0.18183 | 0.5279 | 0.13952 | 0.39131 | 0.095102 | 0
628 | 1 | 0.00011224 | 0.00029011 | 0 | 1.4098e-05 | 0.00011416 | 0 | 0.18008 | 0.5451 | 0.12467 | 0.40062 | 0.062032 | 0
629 | 1 | 0.00010681 | 0.00029342 | 0 | 3.7595e-05 | 0.00011416 | 0 | 0.1666 | 0.5004 | 0.1814 | 0.41681 | 0.018534 | 0
630 | 1 | 0.00011878 | 0.00029315 | 0 | 9.3987e-05 | 0.00011416 | 0 | 0.1569 | 0.4669 | 0.2766 | 0.45589 | 0.0010078 | 0
631 | 1 | 0.00014808 | 0.00029319 | 0 | 0.0001821 | 0.00011416 | 0 | 0.15623 | 0.4888 | 0.57414 | 0.53558 | 0.00082711 | 0
632 | 1 | 0.00017843 | 0.00028939 | 0 | 0.0001586 | 0.00011416 | 0.017283 | 0.13809 | 0.4376 | 0.74848 | 0.56457 | 0.023942 | 0
633 | 1 | 0.00018311 | 0.00027342 | 0 | 0.00014685 | 0.00011416 | 0.076078 | 0.12733 | 0.3444 | 0.68882 | 0.57291 | 0.043087 | 0
634 | 1 | 0.00019632 | 0.00025738 | 0 | 0.00016448 | 0.00011416 | 0.1444 | 0.11298 | 0.2221 | 0.64451 | 0.57756 | 0.032684 | 0.11084
635 | 1 | 0.00020076 | 0.0002422 | 0 | 0.00018797 | 0.00011416 | 0.1864 | 0.1024 | 0.1039 | 0.61334 | 0.56942 | 0.014455 | 0.28774
636 | 1 | 0.00020584 | 0.00022433 | 0 | 0.00020677 | 0.00011416 | 0.19157 | 0.10444 | 0.1576 | 0.50937 | 0.53869 | 0.0013373 | 0.46272
637 | 1 | 0.00020977 | 0.00021173 | 0 | 0.00018797 | 0.00011416 | 0.19221 | 0.11462 | 0.2032 | 0.56623 | 0.51803 | 0.01376 | 0.63837
638 | 1 | 0.00021127 | 0.0002066 | 0 | 0.00019032 | 0.00011416 | 0.16621 | 0.12005 | 0.2021 | 0.50256 | 0.51134 | 0.069123 | 0.66319
639 | 1 | 0.00020431 | 0.00020999 | 0 | 0.00021382 | 0.00011416 | 0.11856 | 0.12287 | 0.1791 | 0.44181 | 0.48633 | 0.08559 | 0.69676
640 | 1 | 0.00019073 | 0.00023134 | 0 | 0.00022322 | 0.00011416 | 0.054434 | 0.11278 | 0.1614 | 0.36681 | 0.50834 | 0.056119 | 0.52955
641 | 1 | 0.00016585 | 0.00026673 | 0 | 0.00022322 | 0.00011416 | 0.013245 | 0.10454 | 0.2 | 0.50864 | 0.56477 | 0.016808 | 0.25621
642 | 1 | 0.00017079 | 0.00027777 | 0 | 0.00016448 | 0.00011416 | 0 | 0.11104 | 0.2854 | 0.7307 | 0.59405 | 0.00097493 | 0
643 | 1 | 0.00019355 | 0.00028258 | 0 | 0.00011748 | 0.00011416 | 0 | 0.12083 | 0.3897 | 0.72888 | 0.58968 | 0.00062252 | 0
644 | 1 | 0.00019349 | 0.00028653 | 0 | 8.8113e-05 | 0.00011416 | 0 | 0.1281 | 0.4215 | 0.46384 | 0.55943 | 0.020896 | 0
645 | 1 | 0.00017096 | 0.00029011 | 0 | 5.8742e-05 | 0.00011416 | 0 | 0.13644 | 0.3683 | 0.24336 | 0.51037 | 0.038885 | 0
646 | 1 | 0.00014859 | 0.00029448 | 0 | 3.7595e-05 | 0.00011416 | 0 | 0.14469 | 0.2893 | 0.29145 | 0.4842 | 0.030151 | 0
647 | 1 | 0.00014827 | 0.00029634 | 0 | 2.3497e-05 | 0.00011416 | 0 | 0.1475 | 0.2267 | 0.27429 | 0.4744 | 0.01376 | 0
648 | 1 | 0.0001516 | 0.00029614 | 0 | 9.3987e-06 | 0.00011416 | 0 | 0.15157 | 0.1548 | 0.19686 | 0.44318 | 0.0013373 | 0
649 | 1 | 0.00013699 | 0.00029661 | 0 | 5.8742e-06 | 0.00011416 | 0 | 0.15758 | 0.1623 | 0.16533 | 0.42166 | 0.014612 | 0
650 | 1 | 0.00013 | 0.00029634 | 0 | 2.3497e-06 | 0.00011416 | 0 | 0.17368 | 0.2764 | 0.11298 | 0.4046 | 0.072776 | 0
651 | 1 | 0.00012493 | 0.00029526 | 0 | 1.1748e-06 | 0.00011416 | 0 | 0.21257 | 0.423 | 0.082907 | 0.39015 | 0.090263 | 0
652 | 1 | 0.00011082 | 0.00029428 | 0 | 1.4098e-05 | 0.00011416 | 0 | 0.24069 | 0.5164 | 0.087412 | 0.38763 | 0.059026 | 0
653 | 1 | 0.0001056 | 0.00029399 | 0 | 3.7595e-05 | 0.00011416 | 0 | 0.26765 | 0.5995 | 0.10263 | 0.40401 | 0.017657 | 0
654 | 1 | 0.00011776 | 0.00029301 | 0 | 9.3987e-05 | 0.00011416 | 0 | 0.29315 | 0.6468 | 0.19503 | 0.4585 | 0.00099127 | 0
655 | 1 | 0.00014685 | 0.00029094 | 0 | 0.0001821 | 0.00011416 | 0 | 0.33708 | 0.6921 | 0.36243 | 0.50504 | 0.00071998 | 0
656 | 1 | 0.00017876 | 0.00028503 | 0 | 0.0001586 | 0.00011416 | 0.017122 | 0.38033 | 0.8043 | 0.47078 | 0.54101 | 0.022384 | 0
657 | 1 | 0.00019334 | 0.00026706 | 0 | 0.00014685 | 0.00011416 | 0.073978 | 0.42649 | 0.855 | 0.45349 | 0.53626 | 0.04095 | 0
658 | 1 | 0.00019989 | 0.00024771 | 0 | 0.00016448 | 0.00011416 | 0.15458 | 0.46674 | 0.9015 | 0.41661 | 0.5381 | 0.0314 | 0
659 | 1 | 0.00020458 | 0.00022905 | 0 | 0.00018797 | 0.00011416 | 0.22436 | 0.50931 | 0.9202 | 0.39981 | 0.53277 | 0.014105 | 0
660 | 1 | 0.00021003 | 0.00021365 | 0 | 0.00020677 | 0.00011416 | 0.2565 | 0.57225 | 0.8826 | 0.37034 | 0.52608 | 0.0013373 | 0
661 | 1 | 0.00021307 | 0.00020181 | 0 | 0.00018797 | 0.00011416 | 0.24245 | 0.59678 | 0.8638 | 0.28427 | 0.49816 | 0.017378 | 0
662 | 1 | 0.00021083 | 0.00019402 | 0 | 0.00019032 | 0.00011416 | 0.19884 | 0.61259 | 0.919 | 0.24105 | 0.48129 | 0.084504 | 0
663 | 1 | 0.00020376 | 0.00019205 | 0 | 0.00021382 | 0.00011416 | 0.13843 | 0.63121 | 0.8987 | 0.17543 | 0.45113 | 0.10529 | 0
664 | 1 | 0.00019116 | 0.00019895 | 0 | 0.00022322 | 0.00011416 | 0.060249 | 0.6314 | 0.8873 | 0.17555 | 0.44619 | 0.068347 | 0
665 | 1 | 0.00018205 | 0.00021545 | 0 | 0.00022322 | 0.00011416 | 0.011953 | 0.61298 | 0.8619 | 0.28318 | 0.46287 | 0.020374 | 0
666 | 1 | 0.00018478 | 0.00022703 | 0 | 0.00016448 | 0.00011416 | 0 | 0.58107 | 0.8287 | 0.53957 | 0.54121 | 0.0010414 | 0
667 | 1 | 0.00020612 | 0.00023523 | 0 | 0.00011748 | 0.00011416 | 0 | 0.55266 | 0.7879 | 0.59764 | 0.55168 | 0.0010722 | 0
668 | 1 | 0.00020375 | 0.00024274 | 0 | 8.8113e-05 | 0.00011416 | 0 | 0.49651 | 0.6569 | 0.25907 | 0.52288 | 0.02727 | 0
669 | 1 | 0.00018124 | 0.00024967 | 0 | 5.8742e-05 | 0.00011416 | 0 | 0.44269 | 0.6062 | 0.19856 | 0.47179 | 0.047581 | 0
670 | 1 | 0.00015817 | 0.00025476 | 0 | 3.7595e-05 | 0.00011416 | 0 | 0.39178 | 0.5885 | 0.26053 | 0.45288 | 0.035355 | 0
671 | 1 | 0.00015654 | 0.00025906 | 0 | 2.3497e-05 | 0.00011416 | 0 | 0.36365 | 0.7182 | 0.27977 | 0.44183 | 0.015172 | 0
672 | 1 | 0.00015781 | 0.00026139 | 0 | 9.3987e-06 | 0.00011416 | 0 | 0.35735 | 0.7627 | 0.13501 | 0.4268 | 0.0013373 | 0
673 | 1 | 0.00014606 | 0.0002626 | 0 | 5.8742e-06 | 0.00011416 | 0 | 0.36462 | 0.7468 | 0.081325 | 0.39752 | 0.022727 | 0
674 | 1 | 0.00013443 | 0.00026276 | 0 | 2.3497e-06 | 0.00011416 | 0 | 0.38101 | 0.7182 | 0.079498 | 0.39112 | 0.10674 | 0
675 | 1 | 0.00012793 | 0.00026237 | 0 | 1.1748e-06 | 0.00011416 | 0 | 0.40535 | 0.7333 | 0.067933 | 0.40014 | 0.1339 | 0
676 | 1 | 0.00011427 | 0.00026356 | 0 | 1.4098e-05 | 0.00011416 | 0 | 0.4198 | 0.7789 | 0.082785 | 0.3949 | 0.085976 | 0
677 | 1 | 0.00010917 | 0.00026311 | 0 | 3.7595e-05 | 0.00011416 | 0 | 0.43173 | 0.8156 | 0.10604 | 0.40227 | 0.025498 | 0
678 | 1 | 0.00012153 | 0.00026206 | 0 | 9.3987e-05 | 0.00011416 | 0 | 0.44802 | 0.814 | 0.16326 | 0.45385 | 0.0011286 | 0
679 | 1 | 0.0001502 | 0.00026069 | 0 | 0.0001821 | 0.00011416 | 0 | 0.45811 | 0.7704 | 0.28512 | 0.48672 | 0.0018864 | 0
680 | 1 | 0.00018268 | 0.00025583 | 0 | 0.0001586 | 0.00011416 | 0.015183 | 0.46829 | 0.7761 | 0.33626 | 0.52598 | 0.036909 | 0
681 | 1 | 0.00019323 | 0.00024666 | 0 | 0.00014685 | 0.00011416 | 0.061218 | 0.47139 | 0.7647 | 0.36681 | 0.54441 | 0.060161 | 0.014196
682 | 1 | 0.00019833 | 0.00023672 | 0 | 0.00016448 | 0.00011416 | 0.10677 | 0.47459 | 0.8001 | 0.50085 | 0.54567 | 0.042662 | 0.0083237
683 | 1 | 0.0002027 | 0.0002277 | 0 | 0.00018797 | 0.00011416 | 0.12389 | 0.47479 | 0.8478 | 0.54066 | 0.54586 | 0.01707 | 0
684 | 1 | 0.00020835 | 0.00022132 | 0 | 0.00020677 | 0.00011416 | 0.1289 | 0.49088 | 0.8939 | 0.54188 | 0.54053 | 0.0013373 | 0
685 | 1 | 0.00021161 | 0.00021823 | 0 | 0.00018797 | 0.00011416 | 0.11872 | 0.50213 | 0.9368 | 0.49671 | 0.5223 | 0.029075 | 0
686 | 1 | 0.00020773 | 0.00021821 | 0 | 0.00019032 | 0.00011416 | 0.093038 | 0.50369 | 0.9399 | 0.38507 | 0.50698 | 0.13256 | 0.014497
687 | 1 | 0.00020172 | 0.00022003 | 0 | 0.00021382 | 0.00011416 | 0.067517 | 0.50301 | 0.9315 | 0.38008 | 0.50504 | 0.16727 | 0.085343
688 | 1 | 0.00019074 | 0.00022402 | 0 | 0.00022322 | 0.00011416 | 0.033436 | 0.48274 | 0.9438 | 0.3824 | 0.50368 | 0.1064 | 0.031635
689 | 1 | 0.00018564 | 0.00022758 | 0 | 0.00022322 | 0.00011416 | 0.00953 | 0.45956 | 0.9362 | 0.47869 | 0.51522 | 0.031417 | 0.22755
690 | 1 | 0.00019085 | 0.00022866 | 0 | 0.00016448 | 0.00011416 | 0 | 0.46082 | 0.9432 | 0.72571 | 0.55837 | 0.0012206 | 0
691 | 1 | 0.00020947 | 0.00023141 | 0 | 0.00011748 | 0.00011416 | 0 | 0.4873 | 0.9639 | 0.59666 | 0.57369 | 0.0030341 | 0
692 | 1 | 0.00020589 | 0.00023721 | 0 | 8.8113e-05 | 0.00011416 | 0 | 0.51969 | 0.9728 | 0.42781 | 0.56554 | 0.048587 | 0
693 | 1 | 0.00018248 | 0.00024331 | 0 | 5.8742e-05 | 0.00011416 | 0 | 0.51775 | 0.9726 | 0.37704 | 0.54198 | 0.074782 | 0
694 | 1 | 0.00015928 | 0.0002501 | 0 | 3.7595e-05 | 0.00011416 | 0 | 0.52182 | 0.9733 | 0.28086 | 0.52812 | 0.050911 | 0
695 | 1 | 0.00015729 | 0.00025906 | 0 | 2.3497e-05 | 0.00011416 | 0 | 0.51901 | 0.9628 | 0.30363 | 0.50388 | 0.019119 | 0
696 | 1 | 0.00015839 | 0.00026804 | 0 | 9.3987e-06 | 0.00011416 | 0 | 0.49932 | 0.9318 | 0.18834 | 0.50116 | 0.0013373 | 0
697 | 1 | 0.00014413 | 0.00027342 | 0 | 5.8742e-06 | 0.00011416 | 0 | 0.48429 | 0.8732 | 0.15717 | 0.51115 | 0.036507 | 0
698 | 1 | 0.00013267 | 0.00027951 | 0 | 2.3497e-06 | 0.00011416 | 0 | 0.46965 | 0.8279 | 0.12393 | 0.50717 | 0.16225 | 0
699 | 1 | 0.00012537 | 0.00028743 | 0 | 1.1748e-06 | 0.00011416 | 0 | 0.46257 | 0.8051 | 0.094351 | 0.5094 | 0.20577 | 0
700 | 1 | 0.00011134 | 0.00029403 | 0 | 1.4098e-05 | 0.00011416 | 0 | 0.45723 | 0.8264 | 0.093499 | 0.51067 | 0.12983 | 0
701 | 1 | 0.00010676 | 0.0002999 | 0 | 3.7595e-05 | 0.00011416 | 0 | 0.43561 | 0.8794 | 0.11018 | 0.5159 | 0.038187 | 0
702 | 1 | 0.00011885 | 0.00030403 | 0 | 9.3987e-05 | 0.00011416 | 0 | 0.44201 | 0.9345 | 0.23156 | 0.5572 | 0.0013174 | 0
703 | 1 | 0.00014603 | 0.00030712 | 0 | 0.0001821 | 0.00011416 | 0 | 0.46645 | 0.9494 | 0.54334 | 0.60122 | 0.0045725 | 0
704 | 1 | 0.00017744 | 0.00030463 | 0 | 0.0001586 | 0.00011416 | 0.019706 | 0.45607 | 0.959 | 0.78975 | 0.63903 | 0.062499 | 0
705 | 1 | 0.00019167 | 0.00029002 | 0 | 0.00014685 | 0.00011416 | 0.082539 | 0.44618 | 0.963 | 0.77928 | 0.65232 | 0.091599 | 0.018441
706 | 1 | 0.00019908 | 0.00027264 | 0 | 0.00016448 | 0.00011416 | 0.16056 | 0.43551 | 0.9596 | 0.79036 | 0.65639 | 0.060161 | 0.026709
707 | 1 | 0.00020345 | 0.00025822 | 0 | 0.00018797 | 0.00011416 | 0.21725 | 0.42407 | 0.9682 | 0.7251 | 0.65416 | 0.021325 | 0
708 | 1 | 0.00020639 | 0.00024654 | 0 | 0.00020677 | 0.00011416 | 0.24487 | 0.39895 | 0.9658 | 0.4468 | 0.65552 | 0.0013373 | 0
709 | 1 | 0.00020707 | 0.00023816 | 0 | 0.00018797 | 0.00011416 | 0.2397 | 0.37335 | 0.9545 | 0.44509 | 0.65445 | 0.045108 | 0
710 | 1 | 0.00019966 | 0.00023498 | 0 | 0.00019032 | 0.00011416 | 0.21208 | 0.35405 | 0.9399 | 0.31057 | 0.6274 | 0.19607 | 0
711 | 1 | 0.00018985 | 0.00023858 | 0 | 0.00021382 | 0.00011416 | 0.1423 | 0.32292 | 0.9051 | 0.28817 | 0.61063 | 0.24976 | 0
712 | 1 | 0.00017385 | 0.00025133 | 0 | 0.00022322 | 0.00011416 | 0.060087 | 0.27298 | 0.8374 | 0.38739 | 0.62236 | 0.15647 | 0
713 | 1 | 0.00016213 | 0.00027996 | 0 | 0.00022322 | 0.00011416 | 0.01276 | 0.21887 | 0.7215 | 0.50548 | 0.63409 | 0.045866 | 0
714 | 1 | 0.00016528 | 0.00029491 | 0 | 0.00016448 | 0.00011416 | 0 | 0.19375 | 0.6301 | 0.79279 | 0.65765 | 0.0014192 | 0
715 | 1 | 0.00018652 | 0.00030348 | 0 | 0.00011748 | 0.00011416 | 0 | 0.16466 | 0.5649 | 0.82238 | 0.66909 | 0.0065588 | 0
716 | 1 | 0.00018467 | 0.00030943 | 0 | 8.8113e-05 | 0.00011416 | 0 | 0.15021 | 0.5149 | 0.64013 | 0.65629 | 0.078843 | 0
717 | 1 | 0.00016562 | 0.00031109 | 0 | 5.8742e-05 | 0.00011416 | 0 | 0.14352 | 0.4815 | 0.39907 | 0.63089 | 0.11077 | 0
718 | 1 | 0.0001485 | 0.00030945 | 0 | 3.7595e-05 | 0.00011416 | 0 | 0.14876 | 0.4654 | 0.43462 | 0.6177 | 0.070468 | 0
719 | 1 | 0.00014983 | 0.00030778 | 0 | 2.3497e-05 | 0.00011416 | 0 | 0.14672 | 0.4522 | 0.51814 | 0.60423 | 0.023696 | 0
720 | 1 | 0.00015383 | 0.00030649 | 0 | 9.3987e-06 | 0.00011416 | 0 | 0.14178 | 0.4478 | 0.43864 | 0.60752 | 0.0013373 | 0
721 | 1 | 0.00013933 | 0.00030663 | 0 | 5.8742e-06 | 0.00011416 | 0 | 0.13295 | 0.4566 | 0.29547 | 0.57252 | 0.054964 | 0
722 | 1 | 0.00012612 | 0.00030853 | 0 | 2.3497e-06 | 0.00011416 | 0 | 0.1314 | 0.48 | 0.25469 | 0.5511 | 0.23429 | 0
723 | 1 | 0.00011866 | 0.0003123 | 0 | 1.1748e-06 | 0.00011416 | 0 | 0.13353 | 0.5091 | 0.16788 | 0.53713 | 0.29961 | 0
724 | 1 | 0.00010248 | 0.00031547 | 0 | 1.4098e-05 | 0.00011416 | 0 | 0.13373 | 0.5279 | 0.10555 | 0.52695 | 0.18653 | 0
725 | 1 | 9.5184e-05 | 0.00031811 | 0 | 3.7595e-05 | 0.00011416 | 0 | 0.12587 | 0.4961 | 0.15741 | 0.52666 | 0.054511 | 0
726 | 1 | 9.7177e-05 | 0.00032101 | 0 | 9.3987e-05 | 0.00011416 | 0 | 0.1314 | 0.4902 | 0.18602 | 0.53985 | 0.0015261 | 0
727 | 1 | 0.0001047 | 0.00032312 | 0 | 0.0001821 | 0.00011416 | 0 | 0.13606 | 0.5803 | 0.24641 | 0.56806 | 0.0090503 | 0
728 | 1 | 0.00011811 | 0.00031864 | 0 | 0.0001586 | 0.00011416 | 0.020837 | 0.13955 | 0.6366 | 0.44887 | 0.59473 | 0.097813 | 0
729 | 1 | 0.00013453 | 0.00029786 | 0 | 0.00014685 | 0.00011416 | 0.092392 | 0.15167 | 0.5899 | 0.60884 | 0.63942 | 0.13243 | 0
730 | 1 | 0.00015282 | 0.00027675 | 0 | 0.00016448 | 0.00011416 | 0.18592 | 0.16524 | 0.6693 | 0.59581 | 0.65843 | 0.08189 | 0.002028
731 | 1 | 0.00016309 | 0.00025587 | 0 | 0.00018797 | 0.00011416 | 0.24067 | 0.17824 | 0.7013 | 0.56952 | 0.64834 | 0.026235 | 0
732 | 1 | 0.00016609 | 0.00024265 | 0 | 0.00020677 | 0.00011416 | 0.26829 | 0.20636 | 0.8034 | 0.56099 | 0.64718 | 0.0013373 | 0
733 | 1 | 0.00017237 | 0.00023832 | 0 | 0.00018797 | 0.00011416 | 0.26587 | 0.23448 | 0.8491 | 0.41721 | 0.6115 | 0.06381 | 0
734 | 1 | 0.00016368 | 0.00024012 | 0 | 0.00019032 | 0.00011416 | 0.21386 | 0.25805 | 0.8491 | 0.32992 | 0.5859 | 0.26822 | 0
735 | 1 | 0.00015052 | 0.00024644 | 0 | 0.00021382 | 0.00011416 | 0.14812 | 0.26649 | 0.8272 | 0.299 | 0.56719 | 0.34396 | 0
736 | 1 | 0.00013662 | 0.00025981 | 0 | 0.00022322 | 0.00011416 | 0.071717 | 0.28695 | 0.8531 | 0.27879 | 0.57456 | 0.21317 | 0
737 | 1 | 0.00012845 | 0.00027957 | 0 | 0.00022322 | 0.00011416 | 0.015829 | 0.30896 | 0.8924 | 0.42793 | 0.60898 | 0.062162 | 0
738 | 1 | 0.00013489 | 0.00028978 | 0 | 0.00016448 | 0.00011416 | 0 | 0.31682 | 0.8721 | 0.70757 | 0.656 | 0.0016155 | 0
739 | 1 | 0.00015937 | 0.00029671 | 0 | 0.00011748 | 0.00011416 | 0 | 0.33446 | 0.8249 | 0.74117 | 0.65523 | 0.011446 | 0
740 | 1 | 0.00016192 | 0.00030211 | 0 | 8.8113e-05 | 0.00011416 | 0 | 0.32399 | 0.7714 | 0.55016 | 0.63855 | 0.11501 | 0
741 | 1 | 0.00014681 | 0.00030538 | 0 | 5.8742e-05 | 0.00011416 | 0 | 0.33543 | 0.7906 | 0.38252 | 0.60869 | 0.15168 | 0
742 | 1 | 0.00013289 | 0.00030553 | 0 | 3.7595e-05 | 0.00011416 | 0 | 0.34736 | 0.8353 | 0.36754 | 0.60636 | 0.091868 | 0
743 | 1 | 0.00013922 | 0.00030512 | 0 | 2.3497e-05 | 0.00011416 | 0 | 0.35502 | 0.8582 | 0.50353 | 0.60694 | 0.028393 | 0
744 | 1 | 0.00014667 | 0.000305 | 0 | 9.3987e-06 | 0.00011416 | 0 | 0.35434 | 0.8416 | 0.34526 | 0.59473 | 0.0013373 | 0
745 | 1 | 0.00013695 | 0.00030569 | 0 | 5.8742e-06 | 0.00011416 | 0 | 0.3558 | 0.8437 | 0.20209 | 0.55633 | 0.073557 | 0
746 | 1 | 0.00012606 | 0.00030763 | 0 | 2.3497e-06 | 0.00011416 | 0 | 0.35832 | 0.81 | 0.1814 | 0.5255 | 0.30527 | 0
747 | 1 | 0.00011722 | 0.00031271 | 0 | 1.1748e-06 | 0.00011416 | 0 | 0.36559 | 0.8172 | 0.10019 | 0.50126 | 0.39249 | 0
748 | 1 | 9.8999e-05 | 0.00031821 | 0 | 1.4098e-05 | 0.00011416 | 0 | 0.38324 | 0.8188 | 0.057341 | 0.48895 | 0.24223 | 0
749 | 1 | 8.8182e-05 | 0.00032371 | 0 | 3.7595e-05 | 0.00011416 | 0 | 0.40031 | 0.8124 | 0.066837 | 0.49176 | 0.070496 | 0
750 | 1 | 8.654e-05 | 0.0003276 | 0 | 9.3987e-05 | 0.00011416 | 0 | 0.40167 | 0.8001 | 0.070733 | 0.49147 | 0.0017082 | 0
751 | 1 | 9.0726e-05 | 0.00032921 | 0 | 0.0001821 | 0.00011416 | 0 | 0.3911 | 0.7897 | 0.10348 | 0.49215 | 0.01423 | 0
752 | 1 | 9.7112e-05 | 0.00032445 | 0 | 0.0001586 | 0.00011416 | 0.022129 | 0.38266 | 0.777 | 0.12089 | 0.5094 | 0.13412 | 0
753 | 1 | 0.00010989 | 0.00030743 | 0 | 0.00014685 | 0.00011416 | 0.094815 | 0.39701 | 0.7375 | 0.26893 | 0.54605 | 0.17269 | 0
754 | 1 | 0.00012936 | 0.00028831 | 0 | 0.00016448 | 0.00011416 | 0.18543 | 0.41156 | 0.7269 | 0.42245 | 0.56632 | 0.10263 | 0
755 | 1 | 0.00014531 | 0.0002729 | 0 | 0.00018797 | 0.00011416 | 0.24213 | 0.42649 | 0.8517 | 0.46238 | 0.57766 | 0.030666 | 0
756 | 1 | 0.0001541 | 0.00026292 | 0 | 0.00020677 | 0.00011416 | 0.27992 | 0.44725 | 0.9236 | 0.39226 | 0.5829 | 0.0013373 | 0
757 | 1 | 0.00016354 | 0.00025699 | 0 | 0.00018797 | 0.00011416 | 0.26765 | 0.47847 | 0.9325 | 0.18602 | 0.5604 | 0.078782 | 0
758 | 1 | 0.0001538 | 0.0002554 | 0 | 0.00019032 | 0.00011416 | 0.23793 | 0.49564 | 0.9138 | 0.086316 | 0.52812 | 0.32501 | 0.29945
759 | 1 | 0.0001386 | 0.00025853 | 0 | 0.00021382 | 0.00011416 | 0.15878 | 0.50659 | 0.8815 | 0.077551 | 0.52627 | 0.41838 | 0.018698
760 | 1 | 0.00012533 | 0.00026886 | 0 | 0.00022322 | 0.00011416 | 0.077855 | 0.50029 | 0.8156 | 0.099708 | 0.52259 | 0.25771 | 0
761 | 1 | 0.00011702 | 0.00028818 | 0 | 0.00022322 | 0.00011416 | 0.017283 | 0.47362 | 0.7714 | 0.15303 | 0.54547 | 0.074929 | 0.091661
762 | 1 | 0.00012256 | 0.00029978 | 0 | 0.00016448 | 0.00011416 | 0 | 0.44472 | 0.7825 | 0.42075 | 0.60287 | 0.0017558 | 0
763 | 1 | 0.00015068 | 0.00030504 | 0 | 0.00011748 | 0.00011416 | 0 | 0.42203 | 0.7618 | 0.62442 | 0.62245 | 0.015778 | 0
764 | 1 | 0.00016124 | 0.0003098 | 0 | 8.8113e-05 | 0.00011416 | 0 | 0.3909 | 0.716 | 0.59313 | 0.61218 | 0.14442 | 0
765 | 1 | 0.00015078 | 0.00031414 | 0 | 5.8742e-05 | 0.00011416 | 0 | 0.35725 | 0.6443 | 0.4177 | 0.60326 | 0.1839 | 0
766 | 1 | 0.00013557 | 0.0003186 | 0 | 3.7595e-05 | 0.00011416 | 0 | 0.33253 | 0.5719 | 0.51169 | 0.6145 | 0.10831 | 0
767 | 1 | 0.00013759 | 0.00032404 | 0 | 2.3497e-05 | 0.00011416 | 0 | 0.29597 | 0.4961 | 0.49014 | 0.60549 | 0.031847 | 0
768 | 1 | 0.0001416 | 0.00032858 | 0 | 9.3987e-06 | 0.00011416 | 0 | 0.25388 | 0.423 | 0.25213 | 0.57155 | 0.0013373 | 0
769 | 1 | 0.00012987 | 0.00033308 | 0 | 5.8742e-06 | 0.00011416 | 0 | 0.22265 | 0.3389 | 0.15948 | 0.55536 | 0.084249 | 0
770 | 1 | 0.00011995 | 0.00033684 | 0 | 2.3497e-06 | 0.00011416 | 0 | 0.19356 | 0.2528 | 0.15997 | 0.53423 | 0.34559 | 0
771 | 1 | 0.00011608 | 0.0003388 | 0 | 1.1748e-06 | 0.00011416 | 0 | 0.1635 | 0.1633 | 0.089238 | 0.51454 | 0.44538 | 0
772 | 1 | 0.0001025 | 0.0003412 | 0 | 1.4098e-05 | 0.00011416 | 0 | 0.14449 | 0.1084 | 0.070124 | 0.51144 | 0.27383 | 0
773 | 1 | 9.7928e-05 | 0.00034574 | 0 | 3.7595e-05 | 0.00011416 | 0 | 0.12374 | 0.0771 | 0.14341 | 0.51813 | 0.079544 | 0
774 | 1 | 0.00011164 | 0.00035124 | 0 | 9.3987e-05 | 0.00011416 | 0 | 0.10842 | 0.0518 | 0.37631 | 0.54634 | 0.0018044 | 0
775 | 1 | 0.00013943 | 0.00035783 | 0 | 0.0001821 | 0.00011416 | 0 | 0.090089 | 0.0319 | 0.61237 | 0.58396 | 0.017434 | 0
776 | 1 | 0.00017446 | 0.00035337 | 0 | 0.0001586 | 0.00011416 | 0.026005 | 0.078646 | 0.0193 | 0.72218 | 0.61363 | 0.15523 | 0
777 | 1 | 0.0001926 | 0.00032496 | 0 | 0.00014685 | 0.00011416 | 0.10887 | 0.068464 | 0.0154 | 0.82932 | 0.63816 | 0.19557 | 0.017082
778 | 1 | 0.00020333 | 0.00029706 | 0 | 0.00016448 | 0.00011416 | 0.21337 | 0.058379 | 0.009 | 0.71439 | 0.64514 | 0.11419 | 0.01979
779 | 1 | 0.00020721 | 0.00027354 | 0 | 0.00018797 | 0.00011416 | 0.28364 | 0.05576 | 0.009 | 0.55004 | 0.64466 | 0.033057 | 0
780 | 1 | 0.00020817 | 0.00026016 | 0 | 0.00020677 | 0.00011416 | 0.32063 | 0.060027 | 0.0284 | 0.48393 | 0.6209 | 0.0013373 | 0
781 | 1 | 0.00020733 | 0.00025505 | 0 | 0.00018797 | 0.00011416 | 0.30544 | 0.061094 | 0.0434 | 0.40492 | 0.60694 | 0.087075 | 0
782 | 1 | 0.00020061 | 0.00025538 | 0 | 0.00019032 | 0.00011416 | 0.24568 | 0.05867 | 0.061 | 0.36413 | 0.58639 | 0.3562 | 0
783 | 1 | 0.0001908 | 0.00026168 | 0 | 0.00021382 | 0.00011416 | 0.17089 | 0.051009 | 0.098 | 0.34989 | 0.56389 | 0.4593 | 0
784 | 1 | 0.0001743 | 0.0002825 | 0 | 0.00022322 | 0.00011416 | 0.082378 | 0.041699 | 0.1447 | 0.38763 | 0.56826 | 0.28213 | 0.026442
785 | 1 | 0.00016074 | 0.00032025 | 0 | 0.00022322 | 0.00011416 | 0.023421 | 0.037917 | 0.1883 | 0.4737 | 0.58484 | 0.081921 | 0.04709
786 | 1 | 0.00016553 | 0.00033428 | 0 | 0.00016448 | 0.00011416 | 0 | 0.035008 | 0.2313 | 0.78184 | 0.60636 | 0.001829 | 0
787 | 1 | 0.00019162 | 0.00034034 | 0 | 0.00011748 | 0.00011416 | 0 | 0.035881 | 0.2601 | 0.89798 | 0.60869 | 0.018303 | 0
788 | 1 | 0.00019596 | 0.00034425 | 0 | 8.8113e-05 | 0.00011416 | 0 | 0.036171 | 0.2676 | 0.71695 | 0.61373 | 0.16083 | 0
789 | 1 | 0.00017714 | 0.00034703 | 0 | 5.8742e-05 | 0.00011416 | 0 | 0.039856 | 0.2601 | 0.50937 | 0.56981 | 0.20159 | 0
790 | 1 | 0.00015446 | 0.00034862 | 0 | 3.7595e-05 | 0.00011416 | 0 | 0.039081 | 0.2854 | 0.48283 | 0.56758 | 0.11721 | 0
791 | 1 | 0.00015472 | 0.00035124 | 0 | 2.3497e-05 | 0.00011416 | 0 | 0.039856 | 0.3117 | 0.4849 | 0.56205 | 0.033674 | 0
792 | 1 | 0.00015687 | 0.00035423 | 0 | 9.3987e-06 | 0.00011416 | 0 | 0.042669 | 0.3184 | 0.37448 | 0.56263 | 0.0013373 | 0
793 | 1 | 0.00014444 | 0.00035709 | 0 | 5.8742e-06 | 0.00011416 | 0 | 0.045772 | 0.3117 | 0.30509 | 0.53355 | 0.087075 | 0
794 | 1 | 0.00013334 | 0.00035973 | 0 | 2.3497e-06 | 0.00011416 | 0 | 0.046257 | 0.2688 | 0.28902 | 0.51949 | 0.3562 | 0
795 | 1 | 0.00012818 | 0.00036183 | 0 | 1.1748e-06 | 0.00011416 | 0 | 0.046645 | 0.2043 | 0.1971 | 0.49632 | 0.4593 | 0
796 | 1 | 0.00011442 | 0.00036464 | 0 | 1.4098e-05 | 0.00011416 | 0 | 0.047808 | 0.1483 | 0.17555 | 0.49525 | 0.28213 | 0
797 | 1 | 0.00011035 | 0.00036803 | 0 | 3.7595e-05 | 0.00011416 | 0 | 0.047614 | 0.1039 | 0.26637 | 0.50233 | 0.081921 | 0
798 | 1 | 0.00012288 | 0.00037122 | 0 | 9.3987e-05 | 0.00011416 | 0 | 0.046354 | 0.0777 | 0.43195 | 0.53423 | 0.001829 | 0
799 | 1 | 0.00015047 | 0.00037394 | 0 | 0.0001821 | 0.00011416 | 0 | 0.044608 | 0.0588 | 0.73095 | 0.59676 | 0.018303 | 0
800 | 1 | 0.00018072 | 0.00036991 | 0 | 0.0001586 | 0.00011416 | 0.019545 | 0.04296 | 0.0498 | 0.85354 | 0.62119 | 0.16083 | 0
801 | 1 | 0.00019637 | 0.00034801 | 0 | 0.00014685 | 0.00011416 | 0.071717 | 0.040535 | 0.0406 | 0.81385 | 0.62701 | 0.20159 | 0.0041674
802 | 1 | 0.00020651 | 0.00032271 | 0 | 0.00016448 | 0.00011416 | 0.12567 | 0.038499 | 0.0328 | 0.88787 | 0.63244 | 0.11721 | 0.0058611
803 | 1 | 0.00021087 | 0.00030023 | 0 | 0.00018797 | 0.00011416 | 0.16799 | 0.039081 | 0.0448 | 0.902 | 0.63991 | 0.033674 | 0
804 | 1 | 0.00021631 | 0.00028824 | 0 | 0.00020677 | 0.00011416 | 0.20207 | 0.050621 | 0.0593 | 0.78232 | 0.63952 | 0.0013373 | 0
805 | 1 | 0.0002144 | 0.00028434 | 0 | 0.00018797 | 0.00011416 | 0.20772 | 0.057021 | 0.093 | 0.61213 | 0.63283 | 0.087075 | 0.0021506
806 | 1 | 0.00020605 | 0.00028487 | 0 | 0.00019032 | 0.00011416 | 0.18527 | 0.064294 | 0.152 | 0.50864 | 0.62468 | 0.3562 | 0.0069531
807 | 1 | 0.0001972 | 0.00029039 | 0 | 0.00021382 | 0.00011416 | 0.13536 | 0.072828 | 0.2552 | 0.44558 | 0.59405 | 0.4593 | 0
808 | 1 | 0.00018173 | 0.00030802 | 0 | 0.00022322 | 0.00011416 | 0.068325 | 0.080101 | 0.3528 | 0.39956 | 0.59017 | 0.28213 | 0.013026
809 | 1 | 0.00016935 | 0.00034075 | 0 | 0.00022322 | 0.00011416 | 0.016476 | 0.093871 | 0.4829 | 0.47407 | 0.61082 | 0.081921 | 0.017037
810 | 1 | 0.0001718 | 0.00035592 | 0 | 0.00016448 | 0.00011416 | 0 | 0.10939 | 0.6129 | 0.82859 | 0.62624 | 0.001829 | 0
811 | 1 | 0.00019773 | 0.00036267 | 0 | 0.00011748 | 0.00011416 | 0 | 0.1315 | 0.6222 | 1 | 0.64475 | 0.018303 | 0
812 | 1 | 0.00019997 | 0.00036899 | 0 | 8.8113e-05 | 0.00011416 | 0 | 0.1508 | 0.6062 | 0.78719 | 0.63186 | 0.16083 | 0
813 | 1 | 0.00017643 | 0.00037443 | 0 | 5.8742e-05 | 0.00011416 | 0 | 0.16214 | 0.594 | 0.50913 | 0.59502 | 0.20159 | 0
814 | 1 | 0.00015428 | 0.00037693 | 0 | 3.7595e-05 | 0.00011416 | 0 | 0.16912 | 0.6301 | 0.51838 | 0.59443 | 0.11721 | 0
815 | 1 | 0.00015358 | 0.00037691 | 0 | 2.3497e-05 | 0.00011416 | 0 | 0.17795 | 0.6129 | 0.50134 | 0.58707 | 0.033674 | 0
816 | 1 | 0.00015576 | 0.0003765 | 0 | 9.3987e-06 | 0.00011416 | 0 | 0.19211 | 0.6248 | 0.41003 | 0.54867 | 0.0013373 | 0
817 | 1 | 0.00014367 | 0.00037572 | 0 | 5.8742e-06 | 0.00011416 | 0 | 0.2052 | 0.6169 | 0.38386 | 0.53015 | 0.081485 | 0
818 | 1 | 0.0001373 | 0.00037691 | 0 | 2.3497e-06 | 0.00011416 | 0 | 0.21732 | 0.6248 | 0.32213 | 0.52385 | 0.3352 | 0
819 | 1 | 0.00013213 | 0.00037773 | 0 | 1.1748e-06 | 0.00011416 | 0 | 0.22052 | 0.6404 | 0.23338 | 0.5065 | 0.43173 | 0
820 | 1 | 0.00011821 | 0.0003794 | 0 | 1.4098e-05 | 0.00011416 | 0 | 0.2276 | 0.6468 | 0.2346 | 0.49302 | 0.26569 | 0
821 | 1 | 0.00011346 | 0.00038077 | 0 | 3.7595e-05 | 0.00011416 | 0 | 0.23662 | 0.6532 | 0.34137 | 0.49719 | 0.077214 | 0
822 | 1 | 0.00012528 | 0.00038219 | 0 | 9.3987e-05 | 0.00011416 | 0 | 0.24195 | 0.6619 | 0.50901 | 0.54838 | 0.00178 | 0
823 | 1 | 0.00015319 | 0.00038272 | 0 | 0.0001821 | 0.00011416 | 0 | 0.24525 | 0.6656 | 0.78658 | 0.58813 | 0.016592 | 0
824 | 1 | 0.0001822 | 0.00037668 | 0 | 0.0001586 | 0.00011416 | 0.020191 | 0.2533 | 0.6594 | 0.93913 | 0.60045 | 0.14976 | 0
825 | 1 | 0.00019803 | 0.0003531 | 0 | 0.00014685 | 0.00011416 | 0.077693 | 0.25873 | 0.699 | 0.95325 | 0.61732 | 0.18967 | 0.002028
826 | 1 | 0.00021074 | 0.00032371 | 0 | 0.00016448 | 0.00011416 | 0.15377 | 0.24438 | 0.7149 | 0.89944 | 0.61266 | 0.11122 | 0.02896
827 | 1 | 0.00021869 | 0.00029653 | 0 | 0.00018797 | 0.00011416 | 0.20594 | 0.24428 | 0.8124 | 0.87667 | 0.62449 | 0.032448 | 0.0058611
828 | 1 | 0.00022382 | 0.00027898 | 0 | 0.00020677 | 0.00011416 | 0.22985 | 0.28123 | 0.8837 | 0.66058 | 0.605 | 0.0013373 | 0.0060729
829 | 1 | 0.00022466 | 0.00027057 | 0 | 0.00018797 | 0.00011416 | 0.23227 | 0.3142 | 0.9082 | 0.4955 | 0.59046 | 0.07614 | 0.07459
830 | 1 | 0.00021732 | 0.00026908 | 0 | 0.00019032 | 0.00011416 | 0.19238 | 0.35289 | 0.9104 | 0.42878 | 0.57844 | 0.31504 | 0.048304
831 | 1 | 0.00020699 | 0.00027526 | 0 | 0.00021382 | 0.00011416 | 0.1331 | 0.36307 | 0.9038 | 0.39007 | 0.58028 | 0.40529 | 0.0051814
832 | 1 | 0.00019064 | 0.00029375 | 0 | 0.00022322 | 0.00011416 | 0.064125 | 0.34727 | 0.8738 | 0.39128 | 0.56545 | 0.24989 | 0
833 | 1 | 0.00017751 | 0.00032688 | 0 | 0.00022322 | 0.00011416 | 0.016314 | 0.31594 | 0.8423 | 0.61164 | 0.58765 | 0.07269 | 0.32353
834 | 1 | 0.00018037 | 0.00033936 | 0 | 0.00016448 | 0.00011416 | 0 | 0.29548 | 0.8272 | 0.78318 | 0.61693 | 0.0017319 | 0
835 | 1 | 0.00020685 | 0.00034361 | 0 | 0.00011748 | 0.00011416 | 0 | 0.29354 | 0.7578 | 0.94862 | 0.61858 | 0.014991 | 0
836 | 1 | 0.00021088 | 0.00034727 | 0 | 8.8113e-05 | 0.00011416 | 0 | 0.29403 | 0.7312 | 0.6943 | 0.60655 | 0.1392 | 0
837 | 1 | 0.00018888 | 0.00035009 | 0 | 5.8742e-05 | 0.00011416 | 0 | 0.28578 | 0.7182 | 0.47967 | 0.57029 | 0.17824 | 0
838 | 1 | 0.00016635 | 0.00035374 | 0 | 3.7595e-05 | 0.00011416 | 0 | 0.26329 | 0.716 | 0.52484 | 0.55022 | 0.10544 | 0
839 | 1 | 0.00016429 | 0.00035752 | 0 | 2.3497e-05 | 0.00011416 | 0 | 0.25611 | 0.6557 | 0.47309 | 0.55284 | 0.031253 | 0
840 | 1 | 0.00016598 | 0.00036104 | 0 | 9.3987e-06 | 0.00011416 | 0 | 0.25669 | 0.6327 | 0.57012 | 0.55381 | 0.0013373 | 0
841 | 1 | 0.00015294 | 0.00036545 | 0 | 5.8742e-06 | 0.00011416 | 0 | 0.25504 | 0.5872 | 0.52362 | 0.54702 | 0.068568 | 0
842 | 1 | 0.00014703 | 0.00036889 | 0 | 2.3497e-06 | 0.00011416 | 0 | 0.2724 | 0.5954 | 0.41088 | 0.53742 | 0.28635 | 0
843 | 1 | 0.0001418 | 0.00037175 | 0 | 1.1748e-06 | 0.00011416 | 0 | 0.27395 | 0.6102 | 0.33126 | 0.51425 | 0.36769 | 0
844 | 1 | 0.00012704 | 0.00037407 | 0 | 1.4098e-05 | 0.00011416 | 0 | 0.26901 | 0.5579 | 0.3382 | 0.50688 | 0.22739 | 0
845 | 1 | 0.00012149 | 0.00037585 | 0 | 3.7595e-05 | 0.00011416 | 0 | 0.27589 | 0.6022 | 0.34587 | 0.50291 | 0.066242 | 0
846 | 1 | 0.00013282 | 0.00037679 | 0 | 9.3987e-05 | 0.00011416 | 0 | 0.28637 | 0.6288 | 0.47675 | 0.53035 | 0.0016614 | 0
847 | 1 | 0.00016069 | 0.00037809 | 0 | 0.0001821 | 0.00011416 | 0 | 0.29044 | 0.6008 | 0.82006 | 0.59909 | 0.012788 | 0
848 | 1 | 0.00018812 | 0.00037423 | 0 | 0.0001586 | 0.00011416 | 0.022452 | 0.29141 | 0.6506 | 0.93353 | 0.6242 | 0.12432 | 0
849 | 1 | 0.00020074 | 0.00035648 | 0 | 0.00014685 | 0.00011416 | 0.091746 | 0.28307 | 0.6607 | 1 | 0.64456 | 0.16196 | 0.0039669
850 | 1 | 0.00020998 | 0.000333 | 0 | 0.00016448 | 0.00011416 | 0.18236 | 0.29083 | 0.6506 | 1 | 0.64892 | 0.097148 | 0.07439
851 | 1 | 0.00021542 | 0.00031158 | 0 | 0.00018797 | 0.00011416 | 0.23663 | 0.30877 | 0.6944 | 0.89907 | 0.65271 | 0.029515 | 0
852 | 1 | 0.0002183 | 0.00029794 | 0 | 0.00020677 | 0.00011416 | 0.26119 | 0.32797 | 0.7171 | 0.80472 | 0.64931 | 0.0013373 | 0
853 | 1 | 0.00021805 | 0.00029332 | 0 | 0.00018797 | 0.00011416 | 0.25569 | 0.35832 | 0.7059 | 0.71512 | 0.64068 | 0.061516 | 0.025383
854 | 1 | 0.0002114 | 0.00029399 | 0 | 0.00019032 | 0.00011416 | 0.22097 | 0.4008 | 0.6956 | 0.63733 | 0.61926 | 0.25945 | 0.066166
855 | 1 | 0.00020276 | 0.00030013 | 0 | 0.00021382 | 0.00011416 | 0.15926 | 0.43978 | 0.6169 | 0.48539 | 0.602 | 0.33249 | 0.059001
856 | 1 | 0.00019009 | 0.0003135 | 0 | 0.00022322 | 0.00011416 | 0.079955 | 0.4647 | 0.5308 | 0.50986 | 0.58842 | 0.20629 | 0.079036
857 | 1 | 0.00018184 | 0.00033484 | 0 | 0.00022322 | 0.00011416 | 0.020191 | 0.46315 | 0.6506 | 0.65315 | 0.60335 | 0.060186 | 0.015901
858 | 1 | 0.00018512 | 0.00035012 | 0 | 0.00016448 | 0.00011416 | 0 | 0.47265 | 0.7002 | 0.91113 | 0.6402 | 0.0015928 | 0
859 | 1 | 0.00020937 | 0.00035918 | 0 | 0.00011748 | 0.00011416 | 0 | 0.50815 | 0.7137 | 0.89238 | 0.64757 | 0.010812 | 0
860 | 1 | 0.00021065 | 0.00036674 | 0 | 8.8113e-05 | 0.00011416 | 0 | 0.53957 | 0.6838 | 0.74884 | 0.63176 | 0.11054 | 0
861 | 1 | 0.00018847 | 0.00037184 | 0 | 5.8742e-05 | 0.00011416 | 0 | 0.55208 | 0.6594 | 0.54188 | 0.60112 | 0.1467 | 0
862 | 1 | 0.00016628 | 0.00037462 | 0 | 3.7595e-05 | 0.00011416 | 0 | 0.54422 | 0.6909 | 0.57159 | 0.57873 | 0.089302 | 0
863 | 1 | 0.00016629 | 0.00037617 | 0 | 2.3497e-05 | 0.00011416 | 0 | 0.54024 | 0.7215 | 0.57146 | 0.58629 | 0.027843 | 0
864 | 1 | 0.00016893 | 0.00037787 | 0 | 9.3987e-06 | 0.00011416 | 0 | 0.54558 | 0.7396 | 0.4681 | 0.58571 | 0.0013373 | 0
865 | 1 | 0.00015565 | 0.00038022 | 0 | 5.8742e-06 | 0.00011416 | 0 | 0.5576 | 0.7608 | 0.39859 | 0.55817 | 0.052888 | 0
866 | 1 | 0.00015241 | 0.00038202 | 0 | 2.3497e-06 | 0.00011416 | 0 | 0.56478 | 0.7657 | 0.3046 | 0.53936 | 0.22628 | 0
867 | 1 | 0.00014733 | 0.00038403 | 0 | 1.1748e-06 | 0.00011416 | 0 | 0.56449 | 0.8026 | 0.26601 | 0.52046 | 0.28916 | 0
868 | 1 | 0.00013243 | 0.00038656 | 0 | 1.4098e-05 | 0.00011416 | 0 | 0.56749 | 0.8164 | 0.25371 | 0.52521 | 0.18023 | 0
869 | 1 | 0.00012732 | 0.00038896 | 0 | 3.7595e-05 | 0.00011416 | 0 | 0.57244 | 0.8302 | 0.29109 | 0.52123 | 0.052702 | 0
870 | 1 | 0.00013861 | 0.00039106 | 0 | 9.3987e-05 | 0.00011416 | 0 | 0.57341 | 0.8164 | 0.42683 | 0.55119 | 0.0015043 | 0
871 | 1 | 0.00016677 | 0.00039319 | 0 | 0.0001821 | 0.00011416 | 0 | 0.58078 | 0.7906 | 0.8774 | 0.60345 | 0.0085089 | 0
872 | 1 | 0.00019964 | 0.00038877 | 0 | 0.0001586 | 0.00011416 | 0.023744 | 0.57971 | 0.7578 | 0.88946 | 0.62488 | 0.0938 | 0
873 | 1 | 0.00021408 | 0.00036826 | 0 | 0.00014685 | 0.00011416 | 0.085124 | 0.58369 | 0.7666 | 1 | 0.62934 | 0.12789 | 0
874 | 1 | 0.00022615 | 0.000345 | 0 | 0.00016448 | 0.00011416 | 0.15636 | 0.60095 | 0.8992 | 0.94972 | 0.63477 | 0.079513 | 0.065943
875 | 1 | 0.00023121 | 0.00032461 | 0 | 0.00018797 | 0.00011416 | 0.2158 | 0.61084 | 0.9065 | 0.92269 | 0.63293 | 0.025714 | 0
876 | 1 | 0.00023647 | 0.00030829 | 0 | 0.00020677 | 0.00011416 | 0.25052 | 0.61375 | 0.9042 | 0.78427 | 0.63283 | 0.0013373 | 0
877 | 1 | 0.00023751 | 0.00029823 | 0 | 0.00018797 | 0.00011416 | 0.26022 | 0.61705 | 0.902 | 0.71597 | 0.62168 | 0.045108 | 0
878 | 1 | 0.00023046 | 0.00029469 | 0 | 0.00019032 | 0.00011416 | 0.23421 | 0.62044 | 0.9015 | 0.53786 | 0.59977 | 0.19607 | 0.31003
879 | 1 | 0.00021903 | 0.00029863 | 0 | 0.00021382 | 0.00011416 | 0.17267 | 0.62665 | 0.9006 | 0.40467 | 0.57834 | 0.24976 | 0.56128
880 | 1 | 0.00020263 | 0.00031217 | 0 | 0.00022322 | 0.00011416 | 0.082055 | 0.61918 | 0.8934 | 0.43268 | 0.5795 | 0.15647 | 0.39881
881 | 1 | 0.0001893 | 0.00033617 | 0 | 0.00022322 | 0.00011416 | 0.017929 | 0.59794 | 0.881 | 0.44984 | 0.60442 | 0.045866 | 0.010263
882 | 1 | 0.00019078 | 0.00035288 | 0 | 0.00016448 | 0.00011416 | 0 | 0.5769 | 0.8563 | 0.79377 | 0.63777 | 0.0014192 | 0
883 | 1 | 0.00021301 | 0.00036259 | 0 | 0.00011748 | 0.00011416 | 0 | 0.57758 | 0.8164 | 0.93073 | 0.64495 | 0.0065588 | 0
884 | 1 | 0.00021448 | 0.00037022 | 0 | 8.8113e-05 | 0.00011416 | 0 | 0.57108 | 0.7761 | 0.7318 | 0.62226 | 0.078843 | 0
885 | 1 | 0.00019316 | 0.00037677 | 0 | 5.8742e-05 | 0.00011416 | 0 | 0.55983 | 0.7498 | 0.50292 | 0.58261 | 0.11077 | 0
886 | 1 | 0.00017217 | 0.00038131 | 0 | 3.7595e-05 | 0.00011416 | 0 | 0.54296 | 0.7204 | 0.58023 | 0.57427 | 0.070468 | 0
887 | 1 | 0.00017315 | 0.00038476 | 0 | 2.3497e-05 | 0.00011416 | 0 | 0.50873 | 0.729 | 0.64987 | 0.58222 | 0.023696 | 0
888 | 1 | 0.00017513 | 0.00038828 | 0 | 9.3987e-06 | 0.00011416 | 0 | 0.49234 | 0.7364 | 0.53932 | 0.56322 | 0.0013373 | 0
889 | 1 | 0.00015876 | 0.00039208 | 0 | 5.8742e-06 | 0.00011416 | 0 | 0.47896 | 0.7375 | 0.39189 | 0.5445 | 0.036507 | 0
890 | 1 | 0.00014546 | 0.00039591 | 0 | 2.3497e-06 | 0.00011416 | 0 | 0.47324 | 0.7488 | 0.35573 | 0.52114 | 0.16225 | 0
891 | 1 | 0.00013705 | 0.00039959 | 0 | 1.1748e-06 | 0.00011416 | 0 | 0.46829 | 0.7519 | 0.26966 | 0.51328 | 0.20577 | 0
892 | 1 | 0.00012121 | 0.00040258 | 0 | 1.4098e-05 | 0.00011416 | 0 | 0.46732 | 0.777 | 0.2094 | 0.51134 | 0.12983 | 0
893 | 1 | 0.00011239 | 0.0004056 | 0 | 3.7595e-05 | 0.00011416 | 0 | 0.46237 | 0.7906 | 0.27307 | 0.50427 | 0.038187 | 0
894 | 1 | 0.00011467 | 0.00040861 | 0 | 9.3987e-05 | 0.00011416 | 0 | 0.43551 | 0.7923 | 0.32055 | 0.52191 | 0.0013174 | 0
895 | 1 | 0.000123 | 0.00041088 | 0 | 0.0001821 | 0.00011416 | 0 | 0.42417 | 0.7949 | 0.38191 | 0.54925 | 0.0045725 | 0
896 | 1 | 0.00013709 | 0.00040215 | 0 | 0.0001586 | 0.00011416 | 0.03182 | 0.40118 | 0.7897 | 0.50779 | 0.57107 | 0.062499 | 0
897 | 1 | 0.00015909 | 0.00036836 | 0 | 0.00014685 | 0.00011416 | 0.12712 | 0.38382 | 0.7608 | 0.62333 | 0.59395 | 0.091599 | 0.007566
898 | 1 | 0.00018153 | 0.00033101 | 0 | 0.00016448 | 0.00011416 | 0.26345 | 0.38004 | 0.8543 | 0.69223 | 0.60995 | 0.060161 | 0.2531
899 | 1 | 0.00019059 | 0.00030039 | 0 | 0.00018797 | 0.00011416 | 0.36812 | 0.37345 | 0.8556 | 0.56026 | 0.59628 | 0.021325 | 0.37481
900 | 1 | 0.00019252 | 0.00027804 | 0 | 0.00020677 | 0.00011416 | 0.42061 | 0.36171 | 0.8563 | 0.48783 | 0.59763 | 0.0013373 | 0.25685
901 | 1 | 0.0001963 | 0.00026315 | 0 | 0.00018797 | 0.00011416 | 0.40494 | 0.35628 | 0.8668 | 0.42075 | 0.57999 | 0.029075 | 0.043747
902 | 1 | 0.00018484 | 0.00025658 | 0 | 0.00019032 | 0.00011416 | 0.34421 | 0.36317 | 0.8656 | 0.35744 | 0.52589 | 0.13256 | 0.61499
903 | 1 | 0.00016847 | 0.00025984 | 0 | 0.00021382 | 0.00011416 | 0.24132 | 0.35173 | 0.843 | 0.24982 | 0.50136 | 0.16727 | 0.74938
904 | 1 | 0.00014866 | 0.00027967 | 0 | 0.00022322 | 0.00011416 | 0.12001 | 0.33776 | 0.7923 | 0.25749 | 0.5033 | 0.1064 | 0.09828
905 | 1 | 0.00013055 | 0.00032506 | 0 | 0.00022322 | 0.00011416 | 0.02859 | 0.33476 | 0.7906 | 0.39201 | 0.53772 | 0.031417 | 0.47728
906 | 1 | 0.00013188 | 0.00034656 | 0 | 0.00016448 | 0.00011416 | 0 | 0.34736 | 0.8264 | 0.58826 | 0.58455 | 0.0012206 | 0
907 | 1 | 0.00016119 | 0.000352 | 0 | 0.00011748 | 0.00011416 | 0 | 0.36307 | 0.818 | 0.67848 | 0.59317 | 0.0030341 | 0
908 | 1 | 0.00016894 | 0.00035791 | 0 | 8.8113e-05 | 0.00011416 | 0 | 0.36191 | 0.7906 | 0.53421 | 0.57146 | 0.048587 | 0
909 | 1 | 0.0001545 | 0.00036216 | 0 | 5.8742e-05 | 0.00011416 | 0 | 0.36007 | 0.7627 | 0.4625 | 0.55003 | 0.074782 | 0
910 | 1 | 0.00013984 | 0.00036345 | 0 | 3.7595e-05 | 0.00011416 | 0 | 0.34736 | 0.7375 | 0.50195 | 0.53083 | 0.050911 | 0
911 | 1 | 0.0001469 | 0.00036228 | 0 | 2.3497e-05 | 0.00011416 | 0 | 0.32389 | 0.7343 | 0.54103 | 0.532 | 0.019119 | 0
912 | 1 | 0.0001548 | 0.00035971 | 0 | 9.3987e-06 | 0.00011416 | 0 | 0.30353 | 0.7126 | 0.52471 | 0.49952 | 0.0013373 | 0
913 | 1 | 0.00014521 | 0.00035621 | 0 | 5.8742e-06 | 0.00011416 | 0 | 0.3013 | 0.6826 | 0.38897 | 0.48303 | 0.02158 | 0
914 | 1 | 0.00013646 | 0.00035194 | 0 | 2.3497e-06 | 0.00011416 | 0 | 0.30266 | 0.6142 | 0.30411 | 0.45288 | 0.10201 | 0
915 | 1 | 0.00013015 | 0.00034893 | 0 | 1.1748e-06 | 0.00011416 | 0 | 0.30198 | 0.6022 | 0.2441 | 0.43659 | 0.12781 | 0
916 | 1 | 0.00011405 | 0.00034633 | 0 | 1.4098e-05 | 0.00011416 | 0 | 0.30954 | 0.5816 | 0.24166 | 0.43126 | 0.082233 | 0
917 | 1 | 0.00010424 | 0.00034453 | 0 | 3.7595e-05 | 0.00011416 | 0 | 0.32322 | 0.6468 | 0.271 | 0.41575 | 0.024412 | 0
918 | 1 | 0.0001034 | 0.00034245 | 0 | 9.3987e-05 | 0.00011416 | 0 | 0.3367 | 0.7588 | 0.24556 | 0.4077 | 0.0011108 | 0
919 | 1 | 0.00010731 | 0.0003402 | 0 | 0.0001821 | 0.00011416 | 0 | 0.34765 | 0.8017 | 0.22413 | 0.42913 | 0.0016988 | 0
920 | 1 | 0.0001147 | 0.00032958 | 0 | 0.0001586 | 0.00011416 | 0.036989 | 0.35968 | 0.7618 | 0.26796 | 0.46064 | 0.034824 | 0
921 | 1 | 0.00012865 | 0.00030279 | 0 | 0.00014685 | 0.00011416 | 0.13778 | 0.37529 | 0.6481 | 0.36097 | 0.47402 | 0.057486 | 0.029562
922 | 1 | 0.00015053 | 0.00027307 | 0 | 0.00016448 | 0.00011416 | 0.25779 | 0.38896 | 0.787 | 0.4272 | 0.48323 | 0.041127 | 0.01287
923 | 1 | 0.00016594 | 0.00024697 | 0 | 0.00018797 | 0.00011416 | 0.33161 | 0.41389 | 0.8563 | 0.41405 | 0.51319 | 0.016678 | 0.01131
924 | 1 | 0.00017366 | 0.00022826 | 0 | 0.00020677 | 0.00011416 | 0.36553 | 0.45452 | 0.8416 | 0.45289 | 0.50301 | 0.0013373 | 0.2372
925 | 1 | 0.00018218 | 0.00021844 | 0 | 0.00018797 | 0.00011416 | 0.34857 | 0.44831 | 0.8345 | 0.30168 | 0.47431 | 0.016421 | 0.41137
926 | 1 | 0.00016997 | 0.00021645 | 0 | 0.00019032 | 0.00011416 | 0.30447 | 0.44085 | 0.8219 | 0.25432 | 0.44483 | 0.080465 | 0.85041
927 | 1 | 0.00015136 | 0.00022286 | 0 | 0.00021382 | 0.00011416 | 0.22678 | 0.40962 | 0.8043 | 0.21743 | 0.44086 | 0.10011 | 0.8441
928 | 1 | 0.00013184 | 0.00024366 | 0 | 0.00022322 | 0.00011416 | 0.11258 | 0.37209 | 0.7529 | 0.23776 | 0.43223 | 0.065138 | 0.61773
929 | 1 | 0.00011422 | 0.00028816 | 0 | 0.00022322 | 0.00011416 | 0.027944 | 0.32709 | 0.7608 | 0.22803 | 0.46025 | 0.019439 | 0.41948
930 | 1 | 0.00011429 | 0.00031479 | 0 | 0.00016448 | 0.00011416 | 0 | 0.29606 | 0.7958 | 0.53738 | 0.5223 | 0.0010245 | 0
931 | 1 | 0.00014449 | 0.00032735 | 0 | 0.00011748 | 0.00011416 | 0 | 0.2822 | 0.7742 | 0.7122 | 0.53869 | 0.00094438 | 0
932 | 1 | 0.00015809 | 0.00033968 | 0 | 8.8113e-05 | 0.00011416 | 0 | 0.28016 | 0.7247 | 0.62454 | 0.53277 | 0.02557 | 0
933 | 1 | 0.00014772 | 0.00035014 | 0 | 5.8742e-05 | 0.00011416 | 0 | 0.26687 | 0.6814 | 0.55965 | 0.51658 | 0.045297 | 0
934 | 1 | 0.00013332 | 0.00035646 | 0 | 3.7595e-05 | 0.00011416 | 0 | 0.2595 | 0.6366 | 0.46579 | 0.49661 | 0.034002 | 0
935 | 1 | 0.00013742 | 0.00035656 | 0 | 2.3497e-05 | 0.00011416 | 0 | 0.23167 | 0.5164 | 0.48612 | 0.47906 | 0.014811 | 0
936 | 1 | 0.00014377 | 0.00035641 | 0 | 9.3987e-06 | 0.00011416 | 0 | 0.20074 | 0.4742 | 0.40151 | 0.44386 | 0.0013373 | 0
937 | 1 | 0.00013472 | 0.00035948 | 0 | 5.8742e-06 | 0.00011416 | 0 | 0.17931 | 0.4317 | 0.35147 | 0.41584 | 0.012157 | 0
938 | 1 | 0.00012712 | 0.00036269 | 0 | 2.3497e-06 | 0.00011416 | 0 | 0.16777 | 0.3598 | 0.28549 | 0.40052 | 0.062188 | 0
939 | 1 | 0.0001239 | 0.00036408 | 0 | 1.1748e-06 | 0.00011416 | 0 | 0.15603 | 0.3024 | 0.27745 | 0.3917 | 0.076735 | 0
940 | 1 | 0.00011168 | 0.00036586 | 0 | 1.4098e-05 | 0.00011416 | 0 | 0.14313 | 0.2828 | 0.24629 | 0.40324 | 0.050594 | 0
941 | 1 | 0.00010875 | 0.00036756 | 0 | 3.7595e-05 | 0.00011416 | 0 | 0.13906 | 0.2932 | 0.26674 | 0.41768 | 0.015193 | 0
942 | 1 | 0.00012365 | 0.00036799 | 0 | 9.3987e-05 | 0.00011416 | 0 | 0.13838 | 0.2997 | 0.4983 | 0.45191 | 0.00094279 | 0
943 | 1 | 0.00015165 | 0.00036807 | 0 | 0.0001821 | 0.00011416 | 0 | 0.13276 | 0.317 | 0.82871 | 0.50989 | 0.00045479 | 0
944 | 1 | 0.0001796 | 0.00035537 | 0 | 0.0001586 | 0.00011416 | 0.042481 | 0.12258 | 0.3077 | 0.8253 | 0.5572 | 0.01812 | 0
945 | 1 | 0.00019593 | 0.00032475 | 0 | 0.00014685 | 0.00011416 | 0.16831 | 0.1186 | 0.2564 | 0.7553 | 0.56545 | 0.034965 | 0.084897
946 | 1 | 0.00020592 | 0.0002907 | 0 | 0.00016448 | 0.00011416 | 0.3119 | 0.099593 | 0.1557 | 0.70465 | 0.56322 | 0.027752 | 0.21068
947 | 1 | 0.00020887 | 0.00026006 | 0 | 0.00018797 | 0.00011416 | 0.40123 | 0.081846 | 0.093 | 0.68359 | 0.56641 | 0.013088 | 0.52505
948 | 1 | 0.00021255 | 0.00023799 | 0 | 0.00020677 | 0.00011416 | 0.43741 | 0.066427 | 0.0765 | 0.58376 | 0.54693 | 0.0013373 | 0.40066
949 | 1 | 0.00021324 | 0.00022439 | 0 | 0.00018797 | 0.00011416 | 0.42869 | 0.061385 | 0.0966 | 0.57 | 0.52036 | 0.0081022 | 0.80624
950 | 1 | 0.00020667 | 0.00021727 | 0 | 0.00019032 | 0.00011416 | 0.37732 | 0.062064 | 0.1308 | 0.56477 | 0.50873 | 0.044193 | 0.82362
951 | 1 | 0.00019589 | 0.00021887 | 0 | 0.00021382 | 0.00011416 | 0.27976 | 0.064779 | 0.1595 | 0.42525 | 0.50659 | 0.053873 | 0.80135
952 | 1 | 0.00017748 | 0.00023576 | 0 | 0.00022322 | 0.00011416 | 0.14957 | 0.065652 | 0.1731 | 0.32469 | 0.50107 | 0.036217 | 0.633
953 | 1 | 0.00015937 | 0.00027992 | 0 | 0.00022322 | 0.00011416 | 0.035859 | 0.070694 | 0.1946 | 0.43 | 0.52773 | 0.010974 | 0.44463
954 | 1 | 0.0001567 | 0.00030477 | 0 | 0.00016448 | 0.00011416 | 0 | 0.080489 | 0.2348 | 0.70769 | 0.5795 | 0.00085063 | 0
955 | 1 | 0.00018359 | 0.00031215 | 0 | 0.00011748 | 0.00011416 | 0 | 0.086501 | 0.2815 | 0.91429 | 0.58144 | 0.00013621 | 0
956 | 1 | 0.00019331 | 0.00031854 | 0 | 8.8113e-05 | 0.00011416 | 0 | 0.091156 | 0.3472 | 0.71427 | 0.5478 | 0.011287 | 0
957 | 1 | 0.0001725 | 0.00032363 | 0 | 5.8742e-05 | 0.00011416 | 0 | 0.09678 | 0.4143 | 0.44424 | 0.52104 | 0.024803 | 0
958 | 1 | 0.00015206 | 0.00032678 | 0 | 3.7595e-05 | 0.00011416 | 0 | 0.099399 | 0.4288 | 0.44984 | 0.51067 | 0.021325 | 0
959 | 1 | 0.00015293 | 0.00032942 | 0 | 2.3497e-05 | 0.00011416 | 0 | 0.10182 | 0.3143 | 0.55576 | 0.48575 | 0.011204 | 0
960 | 1 | 0.0001557 | 0.00033167 | 0 | 9.3987e-06 | 0.00011416 | 0 | 0.099399 | 0.2131 | 0.42087 | 0.45802 | 0.0013373 | 0
961 | 1 | 0.00014336 | 0.00033402 | 0 | 5.8742e-06 | 0.00011416 | 0 | 0.10027 | 0.176 | 0.35281 | 0.43368 | 0.0059748 | 0
962 | 1 | 0.00014055 | 0.00033545 | 0 | 2.3497e-06 | 0.00011416 | 0 | 0.10144 | 0.1721 | 0.25018 | 0.43543 | 0.034368 | 0
963 | 1 | 0.00013583 | 0.00033715 | 0 | 1.1748e-06 | 0.00011416 | 0 | 0.10434 | 0.1978 | 0.22985 | 0.4362 | 0.041482 | 0
964 | 1 | 0.00012148 | 0.00033795 | 0 | 1.4098e-05 | 0.00011416 | 0 | 0.10308 | 0.2676 | 0.22997 | 0.43446 | 0.028332 | 0
965 | 1 | 0.00011679 | 0.00033907 | 0 | 3.7595e-05 | 0.00011416 | 0 | 0.10027 | 0.309 | 0.25006 | 0.44638 | 0.0086474 | 0
966 | 1 | 0.00012838 | 0.00034122 | 0 | 9.3987e-05 | 0.00011416 | 0 | 0.10289 | 0.3528 | 0.49562 | 0.484 | 0.00079265 | 0
967 | 1 | 0.0001552 | 0.00034335 | 0 | 0.0001821 | 0.00011416 | 0 | 0.10493 | 0.3969 | 0.7111 | 0.51794 | 4.1009e-05 | 0
968 | 1 | 0.00018177 | 0.00033226 | 0 | 0.0001586 | 0.00011416 | 0.041189 | 0.10764 | 0.4128 | 0.83358 | 0.54295 | 0.0078515 | 0
969 | 1 | 0.00019624 | 0.00030438 | 0 | 0.00014685 | 0.00011416 | 0.15539 | 0.10434 | 0.4493 | 0.87874 | 0.5604 | 0.019261 | 0.017661
970 | 1 | 0.00020765 | 0.00027284 | 0 | 0.00016448 | 0.00011416 | 0.28574 | 0.10066 | 0.4478 | 0.81738 | 0.55478 | 0.017646 | 0.16509
971 | 1 | 0.00021576 | 0.00023889 | 0 | 0.00018797 | 0.00011416 | 0.37425 | 0.097459 | 0.4215 | 0.84112 | 0.5509 | 0.010054 | 0.037039
972 | 1 | 0.00022176 | 0.00021472 | 0 | 0.00020677 | 0.00011416 | 0.41092 | 0.096683 | 0.4361 | 0.69467 | 0.53568 | 0.0013373 | 0.0057943
973 | 1 | 0.00022231 | 0.0001988 | 0 | 0.00018797 | 0.00011416 | 0.41076 | 0.10968 | 0.4654 | 0.57499 | 0.50659 | 0.0042568 | 0.32983
974 | 1 | 0.00021446 | 0.00019124 | 0 | 0.00019032 | 0.00011416 | 0.36505 | 0.13159 | 0.4917 | 0.49757 | 0.48032 | 0.026119 | 0.19274
975 | 1 | 0.00020193 | 0.00019392 | 0 | 0.00021382 | 0.00011416 | 0.27798 | 0.1411 | 0.512 | 0.41454 | 0.48051 | 0.031154 | 0
976 | 1 | 0.00018266 | 0.000212 | 0 | 0.00022322 | 0.00011416 | 0.15054 | 0.14847 | 0.4932 | 0.40528 | 0.49331 | 0.021683 | 0
977 | 1 | 0.00016385 | 0.00025707 | 0 | 0.00022322 | 0.00011416 | 0.038604 | 0.1506 | 0.5135 | 0.52131 | 0.52627 | 0.0066753 | 0.040928
978 | 1 | 0.00016086 | 0.00028602 | 0 | 0.00016448 | 0.00011416 | 0.0054918 | 0.16592 | 0.6506 | 0.71244 | 0.56661 | 0.00073737 | 0
979 | 1 | 0.0001866 | 0.00029499 | 0 | 0.00011748 | 0.00011416 | 0 | 0.18115 | 0.6967 | 1 | 0.58581 | 5.3757e-06 | 0
980 | 1 | 0.00019477 | 0.00030436 | 0 | 8.8113e-05 | 0.00011416 | 0 | 0.18881 | 0.6802 | 0.65863 | 0.55876 | 0.0051952 | 0
981 | 1 | 0.00017271 | 0.00031207 | 0 | 5.8742e-05 | 0.00011416 | 0 | 0.19628 | 0.6379 | 0.40833 | 0.50465 | 0.014612 | 0
982 | 1 | 0.00015116 | 0.00031798 | 0 | 3.7595e-05 | 0.00011416 | 0 | 0.189 | 0.5954 | 0.44899 | 0.48924 | 0.014416 | 0
983 | 1 | 0.00015106 | 0.00032353 | 0 | 2.3497e-05 | 0.00011416 | 0 | 0.18755 | 0.5437 | 0.37887 | 0.46694 | 0.0089859 | 0
984 | 1 | 0.00015431 | 0.0003251 | 0 | 9.3987e-06 | 0.00011416 | 0 | 0.18842 | 0.4201 | 0.35926 | 0.45026 | 0.0013373 | 0
985 | 1 | 0.0001425 | 0.00032766 | 0 | 5.8742e-06 | 0.00011416 | 0 | 0.17688 | 0.305 | 0.3718 | 0.42845 | 0.0038861 | 0
986 | 1 | 0.00013898 | 0.00033161 | 0 | 2.3497e-06 | 0.00011416 | 0 | 0.17775 | 0.2676 | 0.33479 | 0.42263 | 0.024287 | 0
987 | 1 | 0.00013426 | 0.00033647 | 0 | 1.1748e-06 | 0.00011416 | 0 | 0.16835 | 0.2479 | 0.28488 | 0.40566 | 0.028873 | 0
988 | 1 | 0.00011924 | 0.00034165 | 0 | 1.4098e-05 | 0.00011416 | 0 | 0.15729 | 0.2233 | 0.28524 | 0.40799 | 0.020202 | 0
989 | 1 | 0.00011434 | 0.00034652 | 0 | 3.7595e-05 | 0.00011416 | 0 | 0.14701 | 0.1883 | 0.37375 | 0.4298 | 0.0062342 | 0
990 | 1 | 0.00012591 | 0.0003504 | 0 | 9.3987e-05 | 0.00011416 | 0 | 0.13528 | 0.1567 | 0.56635 | 0.47402 | 0.00072397 | 0
991 | 1 | 0.00015147 | 0.000353 | 0 | 0.0001821 | 0.00011416 | 0 | 0.13392 | 0.1394 | 0.76321 | 0.51687 | 2.3399e-06 | 0
992 | 1 | 0.00017857 | 0.00033944 | 0 | 0.0001586 | 0.00011416 | 0.046681 | 0.13189 | 0.125 | 0.90054 | 0.56263 | 0.0046411 | 0
993 | 1 | 0.00019676 | 0.00030322 | 0 | 0.00014685 | 0.00011416 | 0.17315 | 0.12112 | 0.1456 | 0.76991 | 0.55953 | 0.013581 | 0
994 | 1 | 0.00020801 | 0.00026288 | 0 | 0.00016448 | 0.00011416 | 0.31675 | 0.096296 | 0.1145 | 0.73533 | 0.55187 | 0.013675 | 0
995 | 1 | 0.00021212 | 0.00022502 | 0 | 0.00018797 | 0.00011416 | 0.4148 | 0.078355 | 0.0697 | 0.65474 | 0.5477 | 0.0087312 | 0
996 | 1 | 0.00021451 | 0.00019475 | 0 | 0.00020677 | 0.00011416 | 0.46131 | 0.071761 | 0.0383 | 0.55625 | 0.52666 | 0.0013373 | 0.0019166
997 | 1 | 0.00021368 | 0.00017401 | 0 | 0.00018797 | 0.00011416 | 0.45275 | 0.065264 | 0.0171 | 0.47103 | 0.48827 | 0.0046503 | 0
998 | 1 | 0.0002043 | 0.00016303 | 0 | 0.00019032 | 0.00011416 | 0.39008 | 0.058476 | 0.0058 | 0.36292 | 0.45511 | 0.028041 | 0
999 | 1 | 0.00019193 | 0.00016412 | 0 | 0.00021382 | 0.00011416 | 0.28138 | 0.052948 | 0.0012 | 0.34819 | 0.4364 | 0.033553 | 0
1000 | 1 | 0.00016988 | 0.00018649 | 0 | 0.00022322 | 0.00011416 | 0.14553 | 0.051396 | 0.0018 | 0.31617 | 0.44134 | 0.023235 | 0
1001 | 1 | 0.00014826 | 0.00023466 | 0 | 0.00022322 | 0.00011416 | 0.035212 | 0.051299 | 0.0068 | 0.41941 | 0.47818 | 0.0071367 | 0
1002 | 1 | 0.00014575 | 0.00026149 | 0 | 0.00016448 | 0.00011416 | 0.0056534 | 0.061094 | 0.0193 | 0.65279 | 0.53917 | 0.00075094 | 0
1003 | 1 | 0.00017479 | 0.00027489 | 0 | 0.00011748 | 0.00011416 | 0 | 0.072149 | 0.0429 | 0.92695 | 0.5828 | 1.0303e-05 | 0
1004 | 1 | 0.00018674 | 0.00028649 | 0 | 8.8113e-05 | 0.00011416 | 0 | 0.078064 | 0.0822 | 0.61955 | 0.551 | 0.0057917 | 0
1005 | 1 | 0.00016611 | 0.00029636 | 0 | 5.8742e-05 | 0.00011416 | 0 | 0.084756 | 0.1438 | 0.33199 | 0.50291 | 0.015695 | 0
1006 | 1 | 0.00014591 | 0.00030498 | 0 | 3.7595e-05 | 0.00011416 | 0 | 0.087956 | 0.2302 | 0.44217 | 0.49321 | 0.015183 | 0
1007 | 1 | 0.00014681 | 0.00031136 | 0 | 2.3497e-05 | 0.00011416 | 0 | 0.080877 | 0.317 | 0.44132 | 0.47111 | 0.0092455 | 0
1008 | 1 | 0.0001512 | 0.00031579 | 0 | 9.3987e-06 | 0.00011416 | 0 | 0.072634 | 0.3911 | 0.36243 | 0.42108 | 0.0013373 | 0
1009 | 1 | 0.00014041 | 0.0003189 | 0 | 5.8742e-06 | 0.00011416 | 0 | 0.071567 | 0.4405 | 0.39834 | 0.39723 | 0.0064666 | 0
1010 | 1 | 0.00013835 | 0.0003204 | 0 | 2.3497e-06 | 0.00011416 | 0 | 0.069143 | 0.4669 | 0.34721 | 0.37115 | 0.036671 | 0
1011 | 1 | 0.00013469 | 0.00032036 | 0 | 1.1748e-06 | 0.00011416 | 0 | 0.065555 | 0.4698 | 0.2279 | 0.36339 | 0.044379 | 0
1012 | 1 | 0.00012178 | 0.00031984 | 0 | 1.4098e-05 | 0.00011416 | 0 | 0.065749 | 0.4712 | 0.11785 | 0.36475 | 0.030183 | 0
1013 | 1 | 0.00011643 | 0.00032359 | 0 | 3.7595e-05 | 0.00011416 | 0 | 0.065749 | 0.4859 | 0.20842 | 0.39257 | 0.0091946 | 0
1014 | 1 | 0.00012811 | 0.00032829 | 0 | 9.3987e-05 | 0.00011416 | 0 | 0.061676 | 0.4961 | 0.36474 | 0.45705 | 0.00080689 | 0
1015 | 1 | 0.00015368 | 0.00033226 | 0 | 0.0001821 | 0.00011416 | 0 | 0.061579 | 0.4873 | 0.76345 | 0.50921 | 5.8079e-05 | 0
1016 | 1 | 0.00018036 | 0.00032042 | 0 | 0.0001586 | 0.00011416 | 0.042158 | 0.064876 | 0.4434 | 0.83248 | 0.54547 | 0.0086334 | 0
1017 | 1 | 0.00019533 | 0.00028959 | 0 | 0.00014685 | 0.00011416 | 0.14133 | 0.065749 | 0.3184 | 0.76126 | 0.54479 | 0.020559 | 0.0016937
1018 | 1 | 0.00020547 | 0.0002573 | 0 | 0.00016448 | 0.00011416 | 0.25456 | 0.061191 | 0.2098 | 0.82895 | 0.5542 | 0.018522 | 0.0017494
1019 | 1 | 0.00021044 | 0.00022408 | 0 | 0.00018797 | 0.00011416 | 0.33258 | 0.052754 | 0.1456 | 0.80996 | 0.55216 | 0.010334 | 0
1020 | 1 | 0.00021494 | 0.00019529 | 0 | 0.00020677 | 0.00011416 | 0.3749 | 0.048487 | 0.1576 | 0.57207 | 0.51639 | 0.0013373 | 0
1021 | 1 | 0.00021515 | 0.00017375 | 0 | 0.00018797 | 0.00011416 | 0.38621 | 0.049845 | 0.2777 | 0.47078 | 0.48371 | 0.010683 | 0.0020057
1022 | 1 | 0.00020691 | 0.00016332 | 0 | 0.00019032 | 0.00011416 | 0.34033 | 0.04839 | 0.3612 | 0.37716 | 0.43504 | 0.055732 | 0
1023 | 1 | 0.0001937 | 0.00016504 | 0 | 0.00021382 | 0.00011416 | 0.24423 | 0.047711 | 0.4172 | 0.3382 | 0.42738 | 0.068513 | 0
1024 | 1 | 0.00017292 | 0.00018676 | 0 | 0.00022322 | 0.00011416 | 0.12712 | 0.04742 | 0.5048 | 0.42513 | 0.45792 | 0.045444 | 0
1025 | 1 | 0.00015473 | 0.0002329 | 0 | 0.00022322 | 0.00011416 | 0.033274 | 0.053433 | 0.5803 | 0.45922 | 0.49806 | 0.013684 | 0.0086023
1026 | 1 | 0.00015082 | 0.00026121 | 0 | 0.00016448 | 0.00011416 | 0.0050073 | 0.06507 | 0.5885 | 0.59557 | 0.56467 | 0.00091137 | 0
1027 | 1 | 0.00017673 | 0.00027444 | 0 | 0.00011748 | 0.00011416 | 0 | 0.075737 | 0.6314 | 0.80874 | 0.58581 | 0.00032027 | 0
1028 | 1 | 0.00018669 | 0.00028317 | 0 | 8.8113e-05 | 0.00011416 | 0 | 0.092708 | 0.7025 | 0.61018 | 0.5381 | 0.015602 | 0
1029 | 1 | 0.00016692 | 0.00028647 | 0 | 5.8742e-05 | 0.00011416 | 0 | 0.10997 | 0.7312 | 0.31385 | 0.4935 | 0.031318 | 0
1030 | 1 | 0.00014747 | 0.00028692 | 0 | 3.7595e-05 | 0.00011416 | 0 | 0.12878 | 0.7193 | 0.34271 | 0.47634 | 0.025484 | 0
1031 | 1 | 0.00014874 | 0.00028675 | 0 | 2.3497e-05 | 0.00011416 | 0 | 0.14692 | 0.7761 | 0.37789 | 0.45404 | 0.012438 | 0
1032 | 1 | 0.00015351 | 0.0002871 | 0 | 9.3987e-06 | 0.00011416 | 0 | 0.15817 | 0.7852 | 0.44108 | 0.44415 | 0.0013373 | 0
1033 | 1 | 0.00014096 | 0.00028614 | 0 | 5.8742e-06 | 0.00011416 | 0 | 0.18144 | 0.7618 | 0.32031 | 0.41846 | 0.016421 | 0
1034 | 1 | 0.0001368 | 0.00028512 | 0 | 2.3497e-06 | 0.00011416 | 0 | 0.20452 | 0.7798 | 0.27952 | 0.38336 | 0.080465 | 0
1035 | 1 | 0.00013301 | 0.00028505 | 0 | 1.1748e-06 | 0.00011416 | 0 | 0.22818 | 0.7975 | 0.22498 | 0.36368 | 0.10011 | 0
1036 | 1 | 0.00011825 | 0.00028591 | 0 | 1.4098e-05 | 0.00011416 | 0 | 0.26086 | 0.7914 | 0.19138 | 0.37667 | 0.065138 | 0
1037 | 1 | 0.00011427 | 0.00028458 | 0 | 3.7595e-05 | 0.00011416 | 0 | 0.28249 | 0.7843 | 0.18542 | 0.38482 | 0.019439 | 0
1038 | 1 | 0.00012441 | 0.00028346 | 0 | 9.3987e-05 | 0.00011416 | 0 | 0.31032 | 0.777 | 0.29328 | 0.42476 | 0.0010245 | 0
1039 | 1 | 0.00015038 | 0.0002824 | 0 | 0.0001821 | 0.00011416 | 0 | 0.34562 | 0.7966 | 0.63124 | 0.50931 | 0.00094438 | 0
1040 | 1 | 0.00018112 | 0.00026961 | 0 | 0.0001586 | 0.00011416 | 0.035212 | 0.38053 | 0.8338 | 0.78257 | 0.55449 | 0.02557 | 0
1041 | 1 | 0.00019623 | 0.00024167 | 0 | 0.00014685 | 0.00011416 | 0.12534 | 0.39255 | 0.8594 | 0.76479 | 0.58532 | 0.045297 | 0.0033094
1042 | 1 | 0.00020635 | 0.00021089 | 0 | 0.00016448 | 0.00011416 | 0.22646 | 0.3879 | 0.9202 | 0.76041 | 0.5701 | 0.034002 | 0.0034654
1043 | 1 | 0.00021129 | 0.00017733 | 0 | 0.00018797 | 0.00011416 | 0.30512 | 0.38819 | 0.9847 | 0.58559 | 0.54896 | 0.014811 | 0
1044 | 1 | 0.00021416 | 0.00014955 | 0 | 0.00020677 | 0.00011416 | 0.35196 | 0.41621 | 0.9908 | 0.43402 | 0.50019 | 0.0013373 | 0.03393
1045 | 1 | 0.00021573 | 0.00013209 | 0 | 0.00018797 | 0.00011416 | 0.34227 | 0.44783 | 0.9842 | 0.37546 | 0.4713 | 0.025142 | 0
1046 | 1 | 0.00020938 | 0.0001257 | 0 | 0.00019032 | 0.00011416 | 0.26975 | 0.47585 | 0.9447 | 0.24288 | 0.43659 | 0.11662 | 0
1047 | 1 | 0.00019622 | 0.00013096 | 0 | 0.00021382 | 0.00011416 | 0.17703 | 0.48798 | 0.9121 | 0.16861 | 0.42709 | 0.14666 | 0
1048 | 1 | 0.00017861 | 0.00015023 | 0 | 0.00022322 | 0.00011416 | 0.084477 | 0.4871 | 0.9051 | 0.17616 | 0.42854 | 0.0938 | 0
1049 | 1 | 0.00016446 | 0.00017909 | 0 | 0.00022322 | 0.00011416 | 0.024067 | 0.47857 | 0.9154 | 0.34417 | 0.45918 | 0.027767 | 0
1050 | 1 | 0.00016324 | 0.00019625 | 0 | 0.00016448 | 0.00011416 | 0.0056534 | 0.49593 | 0.9154 | 0.52946 | 0.51862 | 0.0011648 | 0
1051 | 1 | 0.00018355 | 0.00020388 | 0 | 0.00011748 | 0.00011416 | 0 | 0.51649 | 0.9006 | 0.53092 | 0.5447 | 0.0023023 | 0
1052 | 1 | 0.00018796 | 0.00020962 | 0 | 8.8113e-05 | 0.00011416 | 0 | 0.51503 | 0.876 | 0.36961 | 0.5128 | 0.041324 | 0
1053 | 1 | 0.00016923 | 0.00021347 | 0 | 5.8742e-05 | 0.00011416 | 0 | 0.48167 | 0.8471 | 0.20015 | 0.47576 | 0.065756 | 0
1054 | 1 | 0.00015146 | 0.00021506 | 0 | 3.7595e-05 | 0.00011416 | 0 | 0.45985 | 0.8484 | 0.24397 | 0.46267 | 0.045845 | 0
1055 | 1 | 0.00015241 | 0.00021611 | 0 | 2.3497e-05 | 0.00011416 | 0 | 0.44831 | 0.8953 | 0.34563 | 0.45191 | 0.017871 | 0
1056 | 1 | 0.00015601 | 0.0002167 | 0 | 9.3987e-06 | 0.00011416 | 0 | 0.43289 | 0.9166 | 0.2447 | 0.43223 | 0.0013373 | 0
1057 | 1 | 0.00014149 | 0.00021836 | 0 | 5.8742e-06 | 0.00011416 | 0 | 0.41554 | 0.9001 | 0.18517 | 0.39209 | 0.038131 | 0
1058 | 1 | 0.00012798 | 0.00022065 | 0 | 2.3497e-06 | 0.00011416 | 0 | 0.40351 | 0.9125 | 0.17154 | 0.37454 | 0.16868 | 0
1059 | 1 | 0.00011945 | 0.00022349 | 0 | 1.1748e-06 | 0.00011416 | 0 | 0.3846 | 0.9121 | 0.12613 | 0.35515 | 0.21411 | 0
1060 | 1 | 0.00010256 | 0.00022656 | 0 | 1.4098e-05 | 0.00011416 | 0 | 0.37209 | 0.8749 | 0.077916 | 0.34933 | 0.1349 | 0
1061 | 1 | 9.3345e-05 | 0.00022938 | 0 | 3.7595e-05 | 0.00011416 | 0 | 0.35105 | 0.8092 | 0.080716 | 0.34759 | 0.039648 | 0
1062 | 1 | 9.5472e-05 | 0.00023128 | 0 | 9.3987e-05 | 0.00011416 | 0 | 0.32777 | 0.8116 | 0.11237 | 0.36591 | 0.0013373 | 0
1063 | 1 | 0.00010455 | 0.00023263 | 0 | 0.0001821 | 0.00011416 | 0 | 0.32448 | 0.8211 | 0.17421 | 0.40702 | 0.0049321 | 0
1064 | 1 | 0.00011675 | 0.00022599 | 0 | 0.0001586 | 0.00011416 | 0.028105 | 0.30392 | 0.8164 | 0.25688 | 0.44861 | 0.065567 | 0
1065 | 1 | 0.00013002 | 0.00021245 | 0 | 0.00014685 | 0.00011416 | 0.080439 | 0.28045 | 0.7312 | 0.34575 | 0.47993 | 0.09524 | 0.016235
1066 | 1 | 0.00014882 | 0.00019811 | 0 | 0.00016448 | 0.00011416 | 0.14198 | 0.25262 | 0.7104 | 0.42415 | 0.49622 | 0.062136 | 0
1067 | 1 | 0.00015789 | 0.00018465 | 0 | 0.00018797 | 0.00011416 | 0.18608 | 0.2501 | 0.8464 | 0.41661 | 0.49884 | 0.021786 | 0.19477
1068 | 1 | 0.00016403 | 0.00017369 | 0 | 0.00020677 | 0.00011416 | 0.21321 | 0.25136 | 0.8588 | 0.44534 | 0.49748 | 0.0013373 | 0.031802
1069 | 1 | 0.00017223 | 0.00016831 | 0 | 0.00018797 | 0.00011416 | 0.2095 | 0.24224 | 0.8491 | 0.38081 | 0.46975 | 0.052888 | 0
1070 | 1 | 0.00016349 | 0.00016884 | 0 | 0.00019032 | 0.00011416 | 0.18543 | 0.23526 | 0.8498 | 0.33005 | 0.44415 | 0.22628 | 0
1071 | 1 | 0.00015036 | 0.00017387 | 0 | 0.00021382 | 0.00011416 | 0.15119 | 0.20636 | 0.8287 | 0.25737 | 0.41788 | 0.28916 | 0
1072 | 1 | 0.00013601 | 0.00018651 | 0 | 0.00022322 | 0.00011416 | 0.085608 | 0.15526 | 0.7549 | 0.31008 | 0.42137 | 0.18023 | 0
1073 | 1 | 0.00012381 | 0.00020973 | 0 | 0.00022322 | 0.00011416 | 0.02439 | 0.11938 | 0.7149 | 0.37156 | 0.45579 | 0.052702 | 0
1074 | 1 | 0.00012278 | 0.00022615 | 0 | 0.00016448 | 0.00011416 | 0.0054918 | 0.10939 | 0.679 | 0.53604 | 0.53355 | 0.0015043 | 0
1075 | 1 | 0.00014487 | 0.00023316 | 0 | 0.00011748 | 0.00011416 | 0 | 0.11259 | 0.5926 | 0.58912 | 0.567 | 0.0085089 | 0
1076 | 1 | 0.00015277 | 0.0002403 | 0 | 8.8113e-05 | 0.00011416 | 0 | 0.12228 | 0.5164 | 0.45861 | 0.53675 | 0.0938 | 0
1077 | 1 | 0.00013878 | 0.00024583 | 0 | 5.8742e-05 | 0.00011416 | 0 | 0.12568 | 0.4405 | 0.32992 | 0.5032 | 0.12789 | 0
1078 | 1 | 0.00012354 | 0.00025055 | 0 | 3.7595e-05 | 0.00011416 | 0 | 0.12296 | 0.3389 | 0.37059 | 0.48429 | 0.079513 | 0
1079 | 1 | 0.00012808 | 0.00025368 | 0 | 2.3497e-05 | 0.00011416 | 0 | 0.11259 | 0.2564 | 0.39993 | 0.48827 | 0.025714 | 0
1080 | 1 | 0.00013564 | 0.00025489 | 0 | 9.3987e-06 | 0.00011416 | 0 | 0.097265 | 0.1842 | 0.35123 | 0.47537 | 0.0013373 | 0
1081 | 1 | 0.00012424 | 0.00025525 | 0 | 5.8742e-06 | 0.00011416 | 0 | 0.085337 | 0.1225 | 0.22729 | 0.44949 | 0.071033 | 0
1082 | 1 | 0.00011331 | 0.00025628 | 0 | 2.3497e-06 | 0.00011416 | 0 | 0.078161 | 0.1002 | 0.18542 | 0.4235 | 0.29571 | 0
1083 | 1 | 0.0001061 | 0.00025791 | 0 | 1.1748e-06 | 0.00011416 | 0 | 0.079034 | 0.1061 | 0.12759 | 0.3854 | 0.37996 | 0
1084 | 1 | 8.8823e-05 | 0.00025998 | 0 | 1.4098e-05 | 0.00011416 | 0 | 0.089216 | 0.1076 | 0.11407 | 0.37027 | 0.23473 | 0
1085 | 1 | 7.896e-05 | 0.00026251 | 0 | 3.7595e-05 | 0.00011416 | 0 | 0.092223 | 0.1193 | 0.1215 | 0.36901 | 0.068347 | 0
1086 | 1 | 7.802e-05 | 0.00026507 | 0 | 9.3987e-05 | 0.00011416 | 0 | 0.089992 | 0.1623 | 0.12138 | 0.38113 | 0.0016847 | 0
1087 | 1 | 8.1988e-05 | 0.00026697 | 0 | 0.0001821 | 0.00011416 | 0 | 0.082234 | 0.2325 | 0.1226 | 0.39403 | 0.013496 | 0
1088 | 1 | 8.8994e-05 | 0.00025773 | 0 | 0.0001586 | 0.00011416 | 0.027782 | 0.076028 | 0.279 | 0.16533 | 0.41555 | 0.12916 | 0
1089 | 1 | 0.00010009 | 0.00024106 | 0 | 0.00014685 | 0.00011416 | 0.086254 | 0.069434 | 0.2313 | 0.21451 | 0.45656 | 0.16727 | 0.066835
1090 | 1 | 0.0001191 | 0.00022423 | 0 | 0.00016448 | 0.00011416 | 0.15409 | 0.051687 | 0.2396 | 0.26175 | 0.47392 | 0.099862 | 0.043981
1091 | 1 | 0.00013352 | 0.00020588 | 0 | 0.00018797 | 0.00011416 | 0.20045 | 0.040438 | 0.2165 | 0.27538 | 0.49021 | 0.030087 | 0.3755
1092 | 1 | 0.00014453 | 0.00018514 | 0 | 0.00020677 | 0.00011416 | 0.23227 | 0.039663 | 0.2131 | 0.28561 | 0.49428 | 0.0013373 | 0
1093 | 1 | 0.00015572 | 0.00017035 | 0 | 0.00018797 | 0.00011416 | 0.23001 | 0.042475 | 0.2131 | 0.20149 | 0.4809 | 0.089964 | 0
1094 | 1 | 0.00014689 | 0.00016514 | 0 | 0.00019032 | 0.00011416 | 0.19819 | 0.045675 | 0.2087 | 0.16569 | 0.45424 | 0.36702 | 0
1095 | 1 | 0.00013147 | 0.00016861 | 0 | 0.00021382 | 0.00011416 | 0.15006 | 0.050233 | 0.1925 | 0.12357 | 0.43281 | 0.47351 | 0.023277
1096 | 1 | 0.00011638 | 0.00018156 | 0 | 0.00022322 | 0.00011416 | 0.080924 | 0.060027 | 0.1539 | 0.12503 | 0.42467 | 0.2906 | 0.11843
1097 | 1 | 0.00010253 | 0.00021578 | 0 | 0.00022322 | 0.00011416 | 0.02326 | 0.064876 | 0.1145 | 0.16983 | 0.44008 | 0.084345 | 0.09955
1098 | 1 | 0.00010056 | 0.00024421 | 0 | 0.00016448 | 0.00011416 | 0.0053303 | 0.07147 | 0.0842 | 0.36401 | 0.51241 | 0.0018538 | 0
1099 | 1 | 0.00012484 | 0.0002555 | 0 | 0.00011748 | 0.00011416 | 0 | 0.077676 | 0.0644 | 0.51546 | 0.55022 | 0.019201 | 0
1100 | 1 | 0.00014015 | 0.00026483 | 0 | 8.8113e-05 | 0.00011416 | 0 | 0.077483 | 0.0415 | 0.36779 | 0.54809 | 0.16657 | 0
1101 | 1 | 0.00012958 | 0.00027205 | 0 | 5.8742e-05 | 0.00011416 | 0 | 0.075349 | 0.0183 | 0.26284 | 0.53403 | 0.20773 | 0
1102 | 1 | 0.00011645 | 0.00027646 | 0 | 3.7595e-05 | 0.00011416 | 0 | 0.073507 | 0.0086 | 0.34186 | 0.52812 | 0.12029 | 0
1103 | 1 | 0.00012174 | 0.00027976 | 0 | 2.3497e-05 | 0.00011416 | 0 | 0.074282 | 0.0103 | 0.35001 | 0.49884 | 0.034298 | 0
1104 | 1 | 0.00012844 | 0.00028178 | 0 | 9.3987e-06 | 0.00011416 | 0 | 0.07147 | 0.0473 | 0.31629 | 0.45821 | 0.0013373 | 0
1105 | 1 | 0.00011746 | 0.00028471 | 0 | 5.8742e-06 | 0.00011416 | 0 | 0.069628 | 0.1177 | 0.27015 | 0.43785 | 0.11199 | 0
1106 | 1 | 0.00010905 | 0.00028745 | 0 | 2.3497e-06 | 0.00011416 | 0 | 0.075155 | 0.1883 | 0.24056 | 0.42496 | 0.44895 | 0
1107 | 1 | 0.00010465 | 0.00029144 | 0 | 1.1748e-06 | 0.00011416 | 0 | 0.084756 | 0.2614 | 0.19735 | 0.41672 | 0.58129 | 0
1108 | 1 | 9.1515e-05 | 0.00029657 | 0 | 1.4098e-05 | 0.00011416 | 0 | 0.090477 | 0.3375 | 0.20806 | 0.41681 | 0.3547 | 0
1109 | 1 | 8.7837e-05 | 0.0003005 | 0 | 3.7595e-05 | 0.00011416 | 0 | 0.093192 | 0.4347 | 0.23874 | 0.42748 | 0.10266 | 0
1110 | 1 | 0.00010172 | 0.00030283 | 0 | 9.3987e-05 | 0.00011416 | 0 | 0.098235 | 0.5193 | 0.30278 | 0.46771 | 0.0020339 | 0
1111 | 1 | 0.00012937 | 0.00030424 | 0 | 0.0001821 | 0.00011416 | 0 | 0.10308 | 0.5465 | 0.46506 | 0.50688 | 0.026323 | 0
1112 | 1 | 0.00015909 | 0.00029614 | 0 | 0.0001586 | 0.00011416 | 0.038927 | 0.11171 | 0.4917 | 0.57767 | 0.56554 | 0.21058 | 0
1113 | 1 | 0.00017551 | 0.0002764 | 0 | 0.00014685 | 0.00011416 | 0.12664 | 0.11511 | 0.4027 | 0.631 | 0.59589 | 0.25424 | 0.00624
1114 | 1 | 0.00019089 | 0.00024951 | 0 | 0.00016448 | 0.00011416 | 0.22823 | 0.10657 | 0.3797 | 0.67215 | 0.60025 | 0.14333 | 0.0050143
1115 | 1 | 0.00019934 | 0.00022055 | 0 | 0.00018797 | 0.00011416 | 0.30803 | 0.097459 | 0.3598 | 0.59143 | 0.60171 | 0.038885 | 0
1116 | 1 | 0.00020605 | 0.000194 | 0 | 0.00020677 | 0.00011416 | 0.35212 | 0.096587 | 0.4012 | 0.53372 | 0.59114 | 0.0013373 | 0
1117 | 1 | 0.00020885 | 0.00017244 | 0 | 0.00018797 | 0.00011416 | 0.35745 | 0.10337 | 0.4786 | 0.45897 | 0.56409 | 0.13351 | 0
1118 | 1 | 0.00020535 | 0.00016009 | 0 | 0.00019032 | 0.00011416 | 0.31869 | 0.10745 | 0.4595 | 0.47139 | 0.53646 | 0.5282 | 0
1119 | 1 | 0.00019589 | 0.00016176 | 0 | 0.00021382 | 0.00011416 | 0.23324 | 0.09969 | 0.3334 | 0.36328 | 0.51251 | 0.68575 | 0
1120 | 1 | 0.00017922 | 0.00017939 | 0 | 0.00022322 | 0.00011416 | 0.12034 | 0.099108 | 0.1701 | 0.45422 | 0.51503 | 0.41662 | 0
1121 | 1 | 0.00016319 | 0.00022208 | 0 | 0.00022322 | 0.00011416 | 0.032628 | 0.09552 | 0.0679 | 0.52131 | 0.54693 | 0.12033 | 0.0077666
1122 | 1 | 0.00015756 | 0.00024955 | 0 | 0.00016448 | 0.00011416 | 0.0056534 | 0.096683 | 0.011 | 0.66861 | 0.58619 | 0.0021973 | 0
1123 | 1 | 0.00017807 | 0.00025818 | 0 | 0.00011748 | 0.00011416 | 0 | 0.10599 | 0.0545 | 0.74897 | 0.6177 | 0.033674 | 0
1124 | 1 | 0.00018755 | 0.00026444 | 0 | 8.8113e-05 | 0.00011416 | 0 | 0.11074 | 0.2589 | 0.52423 | 0.59686 | 0.25398 | 0
1125 | 1 | 0.00016663 | 0.00026949 | 0 | 5.8742e-05 | 0.00011416 | 0 | 0.1185 | 0.5236 | 0.40942 | 0.55798 | 0.29924 | 0
1126 | 1 | 0.00014507 | 0.0002734 | 0 | 3.7595e-05 | 0.00011416 | 0 | 0.12102 | 0.7247 | 0.35074 | 0.55895 | 0.16527 | 0
1127 | 1 | 0.00014489 | 0.00027657 | 0 | 2.3497e-05 | 0.00011416 | 0 | 0.11976 | 0.7676 | 0.3393 | 0.55255 | 0.043128 | 0
1128 | 1 | 0.00014675 | 0.00027896 | 0 | 9.3987e-06 | 0.00011416 | 0 | 0.11676 | 0.7059 | 0.25018 | 0.52375 | 0.0013373 | 0
1129 | 1 | 0.00013238 | 0.00028231 | 0 | 5.8742e-06 | 0.00011416 | 0 | 0.11123 | 0.6481 | 0.20989 | 0.48294 | 0.14929 | 0
1130 | 1 | 0.00012117 | 0.00028393 | 0 | 2.3497e-06 | 0.00011416 | 0 | 0.11356 | 0.679 | 0.18103 | 0.47082 | 0.58591 | 0
1131 | 1 | 0.00011637 | 0.00028401 | 0 | 1.1748e-06 | 0.00011416 | 0 | 0.11588 | 0.7047 | 0.15401 | 0.46296 | 0.76192 | 0
1132 | 1 | 0.00010307 | 0.00028403 | 0 | 1.4098e-05 | 0.00011416 | 0 | 0.12335 | 0.7508 | 0.14719 | 0.46384 | 0.46167 | 0
1133 | 1 | 9.9038e-05 | 0.00028366 | 0 | 3.7595e-05 | 0.00011416 | 0 | 0.14168 | 0.7458 | 0.18602 | 0.46277 | 0.13317 | 0
1134 | 1 | 0.00011083 | 0.00028293 | 0 | 9.3987e-05 | 0.00011416 | 0 | 0.16078 | 0.7488 | 0.22681 | 0.50553 | 0.0023109 | 0
1135 | 1 | 0.00013722 | 0.00028303 | 0 | 0.0001821 | 0.00011416 | 0.0061379 | 0.16641 | 0.7742 | 0.46725 | 0.54411 | 0.039265 | 0
1136 | 1 | 0.00016436 | 0.00026953 | 0 | 0.0001586 | 0.00011416 | 0.035051 | 0.16272 | 0.7458 | 0.5375 | 0.56845 | 0.28599 | 0
1137 | 1 | 0.00018102 | 0.00024595 | 0 | 0.00014685 | 0.00011416 | 0.095784 | 0.16854 | 0.5899 | 0.63367 | 0.56971 | 0.33202 | 0.012246
1138 | 1 | 0.000194 | 0.00022212 | 0 | 0.00016448 | 0.00011416 | 0.16056 | 0.17766 | 0.5816 | 0.59459 | 0.58387 | 0.18108 | 0.14056
1139 | 1 | 0.00020111 | 0.00020144 | 0 | 0.00018797 | 0.00011416 | 0.22436 | 0.19094 | 0.7258 | 0.59155 | 0.57737 | 0.046121 | 0
1140 | 1 | 0.00020845 | 0.00018434 | 0 | 0.00020677 | 0.00011416 | 0.25989 | 0.18551 | 0.699 | 0.6232 | 0.56622 | 0.0013373 | 0
1141 | 1 | 0.00021186 | 0.00017316 | 0 | 0.00018797 | 0.00011416 | 0.27282 | 0.16427 | 0.6656 | 0.57244 | 0.53326 | 0.16191 | 0
1142 | 1 | 0.00020509 | 0.00016804 | 0 | 0.00019032 | 0.00011416 | 0.25182 | 0.15031 | 0.6262 | 0.54419 | 0.53122 | 0.63184 | 0
1143 | 1 | 0.00019584 | 0.00017109 | 0 | 0.00021382 | 0.00011416 | 0.19916 | 0.14886 | 0.5899 | 0.47541 | 0.51852 | 0.8226 | 0
1144 | 1 | 0.00017933 | 0.00018449 | 0 | 0.00022322 | 0.00011416 | 0.11387 | 0.1508 | 0.5522 | 0.47577 | 0.53578 | 0.4975 | 0
1145 | 1 | 0.00016438 | 0.00021864 | 0 | 0.00022322 | 0.00011416 | 0.032305 | 0.15438 | 0.5705 | 0.52325 | 0.56389 | 0.14337 | 0
1146 | 1 | 0.0001566 | 0.00024992 | 0 | 0.00016448 | 0.00011416 | 0.0056534 | 0.15409 | 0.6862 | 0.6226 | 0.59599 | 0.0023987 | 0
1147 | 1 | 0.00017569 | 0.00026243 | 0 | 0.00011748 | 0.00011416 | 0 | 0.157 | 0.7375 | 0.7749 | 0.60297 | 0.043843 | 0
1148 | 1 | 0.00018418 | 0.0002763 | 0 | 8.8113e-05 | 0.00011416 | 0 | 0.1602 | 0.7025 | 0.60799 | 0.59114 | 0.31169 | 0
1149 | 1 | 0.00016095 | 0.00028831 | 0 | 5.8742e-05 | 0.00011416 | 0 | 0.16447 | 0.6532 | 0.42902 | 0.57466 | 0.35811 | 0
1150 | 1 | 0.00013875 | 0.00029792 | 0 | 3.7595e-05 | 0.00011416 | 0 | 0.15729 | 0.6142 | 0.48819 | 0.57126 | 0.19357 | 0
1151 | 1 | 0.0001388 | 0.00030637 | 0 | 2.3497e-05 | 0.00011416 | 0 | 0.15099 | 0.5465 | 0.48612 | 0.55895 | 0.048455 | 0
1152 | 1 | 0.00014152 | 0.00031289 | 0 | 9.3987e-06 | 0.00011416 | 0 | 0.14439 | 0.461 | 0.36657 | 0.52802 | 0.0013373 | 0
1153 | 1 | 0.00012844 | 0.00031571 | 0 | 5.8742e-06 | 0.00011416 | 0 | 0.13489 | 0.3811 | 0.36925 | 0.51454 | 0.1707 | 0
1154 | 1 | 0.00012221 | 0.00031641 | 0 | 2.3497e-06 | 0.00011416 | 0 | 0.1281 | 0.3347 | 0.3449 | 0.50562 | 0.66376 | 0
1155 | 1 | 0.00011772 | 0.00031766 | 0 | 1.1748e-06 | 0.00011416 | 0 | 0.11598 | 0.2815 | 0.25566 | 0.48866 | 0.8648 | 0
1156 | 1 | 0.00010436 | 0.00032074 | 0 | 1.4098e-05 | 0.00011416 | 0 | 0.10987 | 0.2348 | 0.26138 | 0.48614 | 0.52239 | 0
1157 | 1 | 9.9505e-05 | 0.00032439 | 0 | 3.7595e-05 | 0.00011416 | 0 | 0.10793 | 0.2244 | 0.3141 | 0.48846 | 0.15046 | 0
1158 | 1 | 0.0001115 | 0.00032737 | 0 | 9.3987e-05 | 0.00011416 | 0 | 0.10473 | 0.212 | 0.40309 | 0.51978 | 0.0024584 | 0
1159 | 1 | 0.00013676 | 0.00032901 | 0 | 0.0001821 | 0.00011416 | 0.0071071 | 0.10095 | 0.2032 | 0.57512 | 0.56874 | 0.047084 | 0
1160 | 1 | 0.00016001 | 0.0003161 | 0 | 0.0001586 | 0.00011416 | 0.052173 | 0.09649 | 0.1595 | 0.61907 | 0.59812 | 0.32965 | 0
1161 | 1 | 0.00017656 | 0.00029176 | 0 | 0.00014685 | 0.00011416 | 0.16669 | 0.085434 | 0.1242 | 0.60044 | 0.61363 | 0.37624 | 0.006006
1162 | 1 | 0.00019032 | 0.00026123 | 0 | 0.00016448 | 0.00011416 | 0.28041 | 0.071664 | 0.0987 | 0.57317 | 0.61703 | 0.20222 | 0.029428
1163 | 1 | 0.00019788 | 0.00022954 | 0 | 0.00018797 | 0.00011416 | 0.35568 | 0.074185 | 0.0709 | 0.53908 | 0.61131 | 0.050053 | 0
1164 | 1 | 0.00020405 | 0.00019895 | 0 | 0.00020677 | 0.00011416 | 0.38911 | 0.075931 | 0.0829 | 0.40066 | 0.60142 | 0.0013373 | 0
1165 | 1 | 0.00020786 | 0.00017496 | 0 | 0.00018797 | 0.00011416 | 0.37409 | 0.067397 | 0.0758 | 0.35439 | 0.57359 | 0.1707 | 0
1166 | 1 | 0.00020032 | 0.00016551 | 0 | 0.00019032 | 0.00011416 | 0.3279 | 0.057797 | 0.0566 | 0.35671 | 0.567 | 0.66376 | 0
1167 | 1 | 0.00019067 | 0.00016747 | 0 | 0.00021382 | 0.00011416 | 0.24697 | 0.05033 | 0.0463 | 0.32518 | 0.55711 | 0.8648 | 0
1168 | 1 | 0.00017303 | 0.0001826 | 0 | 0.00022322 | 0.00011416 | 0.13859 | 0.045966 | 0.0453 | 0.33236 | 0.54072 | 0.52239 | 0
1169 | 1 | 0.00015332 | 0.00022662 | 0 | 0.00022322 | 0.00011416 | 0.041835 | 0.041893 | 0.0508 | 0.43073 | 0.56816 | 0.15046 | 0.085265
1170 | 1 | 0.00014429 | 0.00026487 | 0 | 0.00016448 | 0.00011416 | 0.0079147 | 0.044705 | 0.0524 | 0.57098 | 0.60927 | 0.0024584 | 0
1171 | 1 | 0.00016429 | 0.00028233 | 0 | 0.00011748 | 0.00011416 | 0 | 0.051009 | 0.0733 | 0.7626 | 0.63525 | 0.047084 | 0
1172 | 1 | 0.0001762 | 0.00029778 | 0 | 8.8113e-05 | 0.00011416 | 0 | 0.059057 | 0.0816 | 0.67957 | 0.6147 | 0.32965 | 0
1173 | 1 | 0.00015561 | 0.00031162 | 0 | 5.8742e-05 | 0.00011416 | 0 | 0.067591 | 0.093 | 0.48101 | 0.59482 | 0.37624 | 0
1174 | 1 | 0.00013445 | 0.00032207 | 0 | 3.7595e-05 | 0.00011416 | 0 | 0.070209 | 0.1474 | 0.5011 | 0.58668 | 0.20222 | 0
1175 | 1 | 0.00013426 | 0.00032901 | 0 | 2.3497e-05 | 0.00011416 | 0 | 0.081749 | 0.2176 | 0.49683 | 0.57543 | 0.050053 | 0
1176 | 1 | 0.00013831 | 0.00033271 | 0 | 9.3987e-06 | 0.00011416 | 0 | 0.094162 | 0.2577 | 0.39408 | 0.53995 | 0.0013373 | 0
1177 | 1 | 0.00012759 | 0.00033293 | 0 | 5.8742e-06 | 0.00011416 | 0 | 0.10289 | 0.2958 | 0.34319 | 0.52366 | 0.16191 | 0
1178 | 1 | 0.00012568 | 0.00033146 | 0 | 2.3497e-06 | 0.00011416 | 0 | 0.10948 | 0.3117 | 0.24312 | 0.49825 | 0.63184 | 0
1179 | 1 | 0.00012099 | 0.00033163 | 0 | 1.1748e-06 | 0.00011416 | 0 | 0.11957 | 0.3117 | 0.2122 | 0.47915 | 0.8226 | 0
1180 | 1 | 0.00010681 | 0.0003323 | 0 | 1.4098e-05 | 0.00011416 | 0 | 0.12209 | 0.2997 | 0.23898 | 0.47217 | 0.4975 | 0
1181 | 1 | 0.00010254 | 0.00033347 | 0 | 3.7595e-05 | 0.00011416 | 0 | 0.11356 | 0.2577 | 0.27112 | 0.48478 | 0.14337 | 0
1182 | 1 | 0.00011476 | 0.00033533 | 0 | 9.3987e-05 | 0.00011416 | 0 | 0.11773 | 0.2407 | 0.36499 | 0.5223 | 0.0023987 | 0
1183 | 1 | 0.00013985 | 0.00033619 | 0 | 0.0001821 | 0.00011416 | 0.011145 | 0.12607 | 0.3279 | 0.53871 | 0.58028 | 0.043843 | 0
1184 | 1 | 0.00016598 | 0.00031594 | 0 | 0.0001586 | 0.00011416 | 0.066548 | 0.13014 | 0.4566 | 0.6204 | 0.6114 | 0.31169 | 0
1185 | 1 | 0.00018353 | 0.00027988 | 0 | 0.00014685 | 0.00011416 | 0.20288 | 0.13256 | 0.4449 | 0.62235 | 0.59919 | 0.35811 | 0
1186 | 1 | 0.00019652 | 0.00023895 | 0 | 0.00016448 | 0.00011416 | 0.33468 | 0.12413 | 0.5004 | 0.64183 | 0.60345 | 0.19357 | 0
1187 | 1 | 0.00020379 | 0.00020079 | 0 | 0.00018797 | 0.00011416 | 0.41528 | 0.14546 | 0.6169 | 0.58072 | 0.58755 | 0.048455 | 0
1188 | 1 | 0.00020635 | 0.00017301 | 0 | 0.00020677 | 0.00011416 | 0.45033 | 0.18367 | 0.6557 | 0.41977 | 0.56748 | 0.0013373 | 0
1189 | 1 | 0.00020612 | 0.00015575 | 0 | 0.00018797 | 0.00011416 | 0.44452 | 0.20917 | 0.6932 | 0.31483 | 0.54111 | 0.14929 | 0.04378
1190 | 1 | 0.00019759 | 0.00014706 | 0 | 0.00019032 | 0.00011416 | 0.39638 | 0.21596 | 0.7081 | 0.40297 | 0.5032 | 0.58591 | 0.010196
1191 | 1 | 0.00018824 | 0.00014798 | 0 | 0.00021382 | 0.00011416 | 0.30625 | 0.22382 | 0.7081 | 0.35452 | 0.49564 | 0.76192 | 0
1192 | 1 | 0.00017117 | 0.00016252 | 0 | 0.00022322 | 0.00011416 | 0.17671 | 0.22294 | 0.7301 | 0.33272 | 0.49855 | 0.46167 | 0.2487
1193 | 1 | 0.00015298 | 0.00020739 | 0 | 0.00022322 | 0.00011416 | 0.056695 | 0.22003 | 0.716 | 0.35963 | 0.52569 | 0.13317 | 0.52186
1194 | 1 | 0.0001461 | 0.00024278 | 0 | 0.00016448 | 0.00011416 | 0.0083993 | 0.23962 | 0.7588 | 0.53117 | 0.60811 | 0.0023109 | 0
1195 | 1 | 0.0001694 | 0.00025221 | 0 | 0.00011748 | 0.00011416 | 0 | 0.2661 | 0.7879 | 0.73545 | 0.6339 | 0.039265 | 0
1196 | 1 | 0.00018209 | 0.00025918 | 0 | 8.8113e-05 | 0.00011416 | 0 | 0.27958 | 0.8164 | 0.56233 | 0.60316 | 0.28599 | 0
1197 | 1 | 0.00016284 | 0.0002647 | 0 | 5.8742e-05 | 0.00011416 | 0 | 0.2853 | 0.8226 | 0.36669 | 0.57572 | 0.33202 | 0
1198 | 1 | 0.00014363 | 0.00026693 | 0 | 3.7595e-05 | 0.00011416 | 0 | 0.29664 | 0.787 | 0.38191 | 0.57679 | 0.18108 | 0
1199 | 1 | 0.00014541 | 0.00026779 | 0 | 2.3497e-05 | 0.00011416 | 0 | 0.3172 | 0.777 | 0.37107 | 0.5573 | 0.046121 | 0
1200 | 1 | 0.00014966 | 0.00026928 | 0 | 9.3987e-06 | 0.00011416 | 0 | 0.34319 | 0.7941 | 0.40054 | 0.50417 | 0.0013373 | 0
1201 | 1 | 0.00013483 | 0.00027168 | 0 | 5.8742e-06 | 0.00011416 | 0 | 0.36763 | 0.8395 | 0.32834 | 0.45472 | 0.12975 | 0
1202 | 1 | 0.00013087 | 0.00027342 | 0 | 2.3497e-06 | 0.00011416 | 0 | 0.38547 | 0.8924 | 0.25834 | 0.44251 | 0.51439 | 0
1203 | 1 | 0.00012622 | 0.00027468 | 0 | 1.1748e-06 | 0.00011416 | 0 | 0.40361 | 0.8934 | 0.17361 | 0.42602 | 0.66754 | 0
1204 | 1 | 0.00011185 | 0.00027522 | 0 | 1.4098e-05 | 0.00011416 | 0 | 0.41214 | 0.8721 | 0.17178 | 0.41604 | 0.40584 | 0
1205 | 1 | 0.00010706 | 0.00027554 | 0 | 3.7595e-05 | 0.00011416 | 0 | 0.42106 | 0.8601 | 0.15681 | 0.42292 | 0.11725 | 0
1206 | 1 | 0.00011811 | 0.00027632 | 0 | 9.3987e-05 | 0.00011416 | 0 | 0.43726 | 0.8783 | 0.22571 | 0.47314 | 0.0021695 | 0
1207 | 1 | 0.00014246 | 0.00027558 | 0 | 0.0001821 | 0.00011416 | 0.011307 | 0.45316 | 0.8721 | 0.53433 | 0.52938 | 0.032364 | 0
1208 | 1 | 0.00017026 | 0.00025699 | 0 | 0.0001586 | 0.00011416 | 0.060087 | 0.44841 | 0.8982 | 0.59886 | 0.58484 | 0.24637 | 0
1209 | 1 | 0.00018519 | 0.00023186 | 0 | 0.00014685 | 0.00011416 | 0.17251 | 0.43852 | 0.9266 | 0.73618 | 0.59841 | 0.2914 | 0.0014486
1210 | 1 | 0.00019623 | 0.0002049 | 0 | 0.00016448 | 0.00011416 | 0.27572 | 0.44395 | 0.9374 | 0.66289 | 0.59492 | 0.16147 | 0
1211 | 1 | 0.0002024 | 0.00018042 | 0 | 0.00018797 | 0.00011416 | 0.34566 | 0.45714 | 0.9418 | 0.65851 | 0.59822 | 0.0424 | 0
1212 | 1 | 0.00020604 | 0.00016377 | 0 | 0.00020677 | 0.00011416 | 0.37393 | 0.4777 | 0.9426 | 0.50864 | 0.5796 | 0.0013373 | 0.035746
1213 | 1 | 0.00020566 | 0.00015552 | 0 | 0.00018797 | 0.00011416 | 0.35406 | 0.49845 | 0.945 | 0.49196 | 0.56826 | 0.10864 | 0.07371
1214 | 1 | 0.00019728 | 0.00015422 | 0 | 0.00019032 | 0.00011416 | 0.29398 | 0.51668 | 0.9472 | 0.43097 | 0.54295 | 0.43657 | 0.048561
1215 | 1 | 0.0001867 | 0.00015919 | 0 | 0.00021382 | 0.00011416 | 0.20788 | 0.53132 | 0.8977 | 0.33662 | 0.52249 | 0.56498 | 0
1216 | 1 | 0.00017086 | 0.0001714 | 0 | 0.00022322 | 0.00011416 | 0.11 | 0.53666 | 0.8017 | 0.33784 | 0.52637 | 0.34502 | 0.072406
1217 | 1 | 0.0001598 | 0.00019254 | 0 | 0.00022322 | 0.00011416 | 0.032951 | 0.54063 | 0.7539 | 0.3712 | 0.53607 | 0.099898 | 0
1218 | 1 | 0.00015866 | 0.00020881 | 0 | 0.00016448 | 0.00011416 | 0.0074301 | 0.51115 | 0.8242 | 0.54127 | 0.5955 | 0.0020075 | 0
1219 | 1 | 0.00017753 | 0.00021705 | 0 | 0.00011748 | 0.00011416 | 0 | 0.4809 | 0.8203 | 0.66058 | 0.61606 | 0.025213 | 0
1220 | 1 | 0.00018505 | 0.00022398 | 0 | 8.8113e-05 | 0.00011416 | 0 | 0.44628 | 0.5508 | 0.52106 | 0.58193 | 0.20387 | 0
1221 | 1 | 0.00016526 | 0.00022942 | 0 | 5.8742e-05 | 0.00011416 | 0 | 0.42155 | 0.4566 | 0.37887 | 0.55061 | 0.24721 | 0
1222 | 1 | 0.00014639 | 0.00023298 | 0 | 3.7595e-05 | 0.00011416 | 0 | 0.39372 | 0.4946 | 0.40967 | 0.53044 | 0.13987 | 0
1223 | 1 | 0.00014755 | 0.00023574 | 0 | 2.3497e-05 | 0.00011416 | 0 | 0.38751 | 0.5048 | 0.40869 | 0.5382 | 0.038206 | 0
1224 | 1 | 0.00015076 | 0.00023893 | 0 | 9.3987e-06 | 0.00011416 | 0 | 0.36986 | 0.4522 | 0.38118 | 0.50708 | 0.0013373 | 0
1225 | 1 | 0.00013588 | 0.0002429 | 0 | 5.8742e-06 | 0.00011416 | 0 | 0.34009 | 0.407 | 0.24726 | 0.46296 | 0.084249 | 0
1226 | 1 | 0.00012211 | 0.00024728 | 0 | 2.3497e-06 | 0.00011416 | 0 | 0.30615 | 0.3911 | 0.23168 | 0.42321 | 0.34559 | 0
1227 | 1 | 0.000113 | 0.00025253 | 0 | 1.1748e-06 | 0.00011416 | 0 | 0.27647 | 0.4961 | 0.12588 | 0.40838 | 0.44538 | 0
1228 | 1 | 9.6421e-05 | 0.00025669 | 0 | 1.4098e-05 | 0.00011416 | 0 | 0.23633 | 0.5649 | 0.10579 | 0.40023 | 0.27383 | 0
1229 | 1 | 8.8526e-05 | 0.00025926 | 0 | 3.7595e-05 | 0.00011416 | 0 | 0.20588 | 0.5607 | 0.14767 | 0.40353 | 0.079544 | 0
1230 | 1 | 9.1145e-05 | 0.00026159 | 0 | 9.3987e-05 | 0.00011416 | 0 | 0.17804 | 0.5663 | 0.18529 | 0.43252 | 0.0018044 | 0
1231 | 1 | 9.974e-05 | 0.00026499 | 0 | 0.0001821 | 0.00011416 | 0.0085608 | 0.16961 | 0.6035 | 0.22803 | 0.4778 | 0.017434 | 0
1232 | 1 | 0.00011007 | 0.00026178 | 0 | 0.0001586 | 0.00011416 | 0.037474 | 0.15332 | 0.6035 | 0.2497 | 0.50582 | 0.15523 | 0
1233 | 1 | 0.00012341 | 0.00025298 | 0 | 0.00014685 | 0.00011416 | 0.10111 | 0.13702 | 0.5872 | 0.3572 | 0.53471 | 0.19557 | 0.0028526
1234 | 1 | 0.00014091 | 0.00024186 | 0 | 0.00016448 | 0.00011416 | 0.16459 | 0.12927 | 0.6379 | 0.35123 | 0.54605 | 0.11419 | 0
1235 | 1 | 0.00015014 | 0.00023124 | 0 | 0.00018797 | 0.00011416 | 0.20401 | 0.14255 | 0.7093 | 0.38897 | 0.55556 | 0.033057 | 0.0067303
1236 | 1 | 0.00015651 | 0.00022414 | 0 | 0.00020677 | 0.00011416 | 0.22597 | 0.16651 | 0.7549 | 0.49732 | 0.57504 | 0.0013373 | 0.0035434
1237 | 1 | 0.00016434 | 0.00022106 | 0 | 0.00018797 | 0.00011416 | 0.23243 | 0.18483 | 0.8211 | 0.36657 | 0.54741 | 0.06381 | 0
1238 | 1 | 0.00015519 | 0.00022122 | 0 | 0.00019032 | 0.00011416 | 0.21628 | 0.19986 | 0.8543 | 0.26504 | 0.516 | 0.26822 | 0
1239 | 1 | 0.00014249 | 0.00022554 | 0 | 0.00021382 | 0.00011416 | 0.17832 | 0.20733 | 0.8294 | 0.17154 | 0.49729 | 0.34396 | 0.022029
1240 | 1 | 0.00012853 | 0.00023437 | 0 | 0.00022322 | 0.00011416 | 0.1184 | 0.19686 | 0.7312 | 0.17848 | 0.50679 | 0.21317 | 0.03832
1241 | 1 | 0.00011717 | 0.00025405 | 0 | 0.00022322 | 0.00011416 | 0.044742 | 0.17436 | 0.6142 | 0.24203 | 0.51794 | 0.062162 | 0.49953
1242 | 1 | 0.0001138 | 0.00027597 | 0 | 0.00016448 | 0.00011416 | 0.0085608 | 0.15652 | 0.5816 | 0.41527 | 0.56768 | 0.0016155 | 0
1243 | 1 | 0.00013367 | 0.00028497 | 0 | 0.00011748 | 0.00011416 | 0 | 0.15846 | 0.5803 | 0.54505 | 0.61237 | 0.011446 | 0
1244 | 1 | 0.00014734 | 0.00029385 | 0 | 8.8113e-05 | 0.00011416 | 0 | 0.1604 | 0.5816 | 0.46749 | 0.59453 | 0.11501 | 0
1245 | 1 | 0.00013257 | 0.00030252 | 0 | 5.8742e-05 | 0.00011416 | 0 | 0.16214 | 0.5775 | 0.29584 | 0.54024 | 0.15168 | 0
1246 | 1 | 0.00011812 | 0.00030958 | 0 | 3.7595e-05 | 0.00011416 | 0 | 0.15739 | 0.6196 | 0.36 | 0.53248 | 0.091868 | 0
1247 | 1 | 0.00012393 | 0.00031412 | 0 | 2.3497e-05 | 0.00011416 | 0 | 0.15875 | 0.6062 | 0.51607 | 0.52075 | 0.028393 | 0
1248 | 1 | 0.00013169 | 0.00031641 | 0 | 9.3987e-06 | 0.00011416 | 0 | 0.16127 | 0.5899 | 0.44132 | 0.50019 | 0.0013373 | 0
1249 | 1 | 0.00012156 | 0.00031692 | 0 | 5.8742e-06 | 0.00011416 | 0 | 0.16311 | 0.6519 | 0.31714 | 0.50301 | 0.04329 | 0
1250 | 1 | 0.00011166 | 0.00031952 | 0 | 2.3497e-06 | 0.00011416 | 0 | 0.16447 | 0.6196 | 0.2167 | 0.49195 | 0.18897 | 0
1251 | 1 | 0.00010497 | 0.00032304 | 0 | 1.1748e-06 | 0.00011416 | 0 | 0.15419 | 0.5422 | 0.15656 | 0.46607 | 0.2405 | 0
1252 | 1 | 8.8787e-05 | 0.00032629 | 0 | 1.4098e-05 | 0.00011416 | 0 | 0.14953 | 0.3697 | 0.15254 | 0.45162 | 0.15088 | 0
1253 | 1 | 8.0328e-05 | 0.00032778 | 0 | 3.7595e-05 | 0.00011416 | 0 | 0.13373 | 0.2065 | 0.14926 | 0.44367 | 0.044255 | 0
1254 | 1 | 8.0971e-05 | 0.00032952 | 0 | 9.3987e-05 | 0.00011416 | 0 | 0.1155 | 0.1145 | 0.15814 | 0.44328 | 0.0013984 | 0
1255 | 1 | 8.5939e-05 | 0.00033138 | 0 | 0.0001821 | 0.00011416 | 0.01163 | 0.11007 | 0.0375 | 0.23363 | 0.46655 | 0.006123 | 0
1256 | 1 | 9.3556e-05 | 0.00031937 | 0 | 0.0001586 | 0.00011416 | 0.065094 | 0.11346 | 0.0049 | 0.33674 | 0.49632 | 0.07537 | 0.00055714
1257 | 1 | 0.00010917 | 0.0002909 | 0 | 0.00014685 | 0.00011416 | 0.19318 | 0.11889 | 0.0154 | 0.32785 | 0.51745 | 0.10674 | 0.001404
1258 | 1 | 0.00012937 | 0.00025529 | 0 | 0.00016448 | 0.00011416 | 0.31271 | 0.12325 | 0.0758 | 0.21902 | 0.51832 | 0.068319 | 0
1259 | 1 | 0.00014309 | 0.00022018 | 0 | 0.00018797 | 0.00011416 | 0.39816 | 0.13509 | 0.2165 | 0.16715 | 0.51328 | 0.023208 | 0
1260 | 1 | 0.00014941 | 0.00019809 | 0 | 0.00020677 | 0.00011416 | 0.43369 | 0.18086 | 0.3754 | 0.15072 | 0.50378 | 0.0013373 | 0
1261 | 1 | 0.00015479 | 0.00018776 | 0 | 0.00018797 | 0.00011416 | 0.4148 | 0.22964 | 0.5844 | 0.12162 | 0.48798 | 0.029075 | 0
1262 | 1 | 0.00014232 | 0.0001849 | 0 | 0.00019032 | 0.00011416 | 0.37151 | 0.26852 | 0.7704 | 0.10263 | 0.45841 | 0.13256 | 0
1263 | 1 | 0.00012496 | 0.00018931 | 0 | 0.00021382 | 0.00011416 | 0.29042 | 0.31061 | 0.8662 | 0.1008 | 0.45239 | 0.16727 | 0.043669
1264 | 1 | 0.00011033 | 0.00020187 | 0 | 0.00022322 | 0.00011416 | 0.17235 | 0.34455 | 0.902 | 0.11164 | 0.45026 | 0.1064 | 0.23224
1265 | 1 | 9.704e-05 | 0.00023014 | 0 | 0.00022322 | 0.00011416 | 0.058149 | 0.37694 | 0.9047 | 0.11931 | 0.47014 | 0.031417 | 0.010185
1266 | 1 | 9.4429e-05 | 0.00026094 | 0 | 0.00016448 | 0.00011416 | 0.0090454 | 0.42145 | 0.915 | 0.3018 | 0.51348 | 0.0012206 | 0
1267 | 1 | 0.00012157 | 0.00027039 | 0 | 0.00011748 | 0.00011416 | 0 | 0.48264 | 0.9339 | 0.48965 | 0.56612 | 0.0030341 | 0
1268 | 1 | 0.00014441 | 0.00027673 | 0 | 8.8113e-05 | 0.00011416 | 0 | 0.52337 | 0.9426 | 0.35878 | 0.55546 | 0.048587 | 0
1269 | 1 | 0.00013671 | 0.00028086 | 0 | 5.8742e-05 | 0.00011416 | 0 | 0.54635 | 0.917 | 0.21682 | 0.53781 | 0.074782 | 0
1270 | 1 | 0.00012487 | 0.00028201 | 0 | 3.7595e-05 | 0.00011416 | 0 | 0.5545 | 0.9033 | 0.26978 | 0.51551 | 0.050911 | 0
1271 | 1 | 0.00012943 | 0.00028 | 0 | 2.3497e-05 | 0.00011416 | 0 | 0.56381 | 0.8973 | 0.28865 | 0.50979 | 0.019119 | 0
1272 | 1 | 0.00013587 | 0.00027493 | 0 | 9.3987e-06 | 0.00011416 | 0 | 0.56565 | 0.9146 | 0.23923 | 0.47838 | 0.0013373 | 0
1273 | 1 | 0.00012618 | 0.00026941 | 0 | 5.8742e-06 | 0.00011416 | 0 | 0.56555 | 0.9421 | 0.15705 | 0.46422 | 0.018372 | 0
1274 | 1 | 0.00011856 | 0.00026376 | 0 | 2.3497e-06 | 0.00011416 | 0 | 0.55159 | 0.967 | 0.13002 | 0.46413 | 0.088676 | 0
1275 | 1 | 0.00011653 | 0.00025595 | 0 | 1.1748e-06 | 0.00011416 | 0 | 0.52027 | 0.9555 | 0.10933 | 0.45695 | 0.11065 | 0
1276 | 1 | 0.00010464 | 0.00024795 | 0 | 1.4098e-05 | 0.00011416 | 0 | 0.49195 | 0.9273 | 0.1092 | 0.44474 | 0.071659 | 0
1277 | 1 | 0.00010166 | 0.00024182 | 0 | 3.7595e-05 | 0.00011416 | 0 | 0.4551 | 0.8799 | 0.16484 | 0.46316 | 0.021338 | 0
1278 | 1 | 0.00011566 | 0.00023756 | 0 | 9.3987e-05 | 0.00011416 | 0 | 0.42077 | 0.8749 | 0.32019 | 0.49641 | 0.0010584 | 0
1279 | 1 | 0.00014069 | 0.00023615 | 0 | 0.0001821 | 0.00011416 | 0.010338 | 0.38693 | 0.8451 | 0.55795 | 0.54916 | 0.0012111 | 0
1280 | 1 | 0.00016599 | 0.00022564 | 0 | 0.0001586 | 0.00011416 | 0.042966 | 0.36792 | 0.7539 | 0.6064 | 0.58794 | 0.029044 | 0.000546
1281 | 1 | 0.00018292 | 0.00020365 | 0 | 0.00014685 | 0.00011416 | 0.094492 | 0.32865 | 0.6944 | 0.68931 | 0.61227 | 0.049941 | 0.0027523
1282 | 1 | 0.00019682 | 0.00018009 | 0 | 0.00016448 | 0.00011416 | 0.15377 | 0.31235 | 0.9015 | 0.69369 | 0.61169 | 0.036744 | 0.086758
1283 | 1 | 0.00020193 | 0.00016137 | 0 | 0.00018797 | 0.00011416 | 0.22016 | 0.37122 | 0.9405 | 0.59837 | 0.60665 | 0.01554 | 0.026475
1284 | 1 | 0.00020486 | 0.00015031 | 0 | 0.00020677 | 0.00011416 | 0.26878 | 0.43173 | 0.9557 | 0.45179 | 0.58513 | 0.0013373 | 0.071671
1285 | 1 | 0.00020555 | 0.00014493 | 0 | 0.00018797 | 0.00011416 | 0.27992 | 0.48584 | 0.9624 | 0.38167 | 0.57378 | 0.012157 | 0.059191
1286 | 1 | 0.0001984 | 0.00014552 | 0 | 0.00019032 | 0.00011416 | 0.26474 | 0.51581 | 0.9399 | 0.33406 | 0.54712 | 0.062188 | 0.031646
1287 | 1 | 0.00018822 | 0.00015258 | 0 | 0.00021382 | 0.00011416 | 0.20837 | 0.54102 | 0.9069 | 0.2329 | 0.53161 | 0.076735 | 0.0043234
1288 | 1 | 0.00017328 | 0.00016743 | 0 | 0.00022322 | 0.00011416 | 0.12308 | 0.52754 | 0.8703 | 0.2363 | 0.53616 | 0.050594 | 0
1289 | 1 | 0.00016217 | 0.00019265 | 0 | 0.00022322 | 0.00011416 | 0.040543 | 0.4904 | 0.8116 | 0.31495 | 0.56574 | 0.015193 | 0.069866
1290 | 1 | 0.00015646 | 0.0002148 | 0 | 0.00016448 | 0.00011416 | 0.0066225 | 0.44744 | 0.7657 | 0.51948 | 0.60675 | 0.00094279 | 0
1291 | 1 | 0.00017594 | 0.00022562 | 0 | 0.00011748 | 0.00011416 | 0 | 0.41573 | 0.7598 | 0.65498 | 0.62313 | 0.00045479 | 0
1292 | 1 | 0.00018995 | 0.00023435 | 0 | 8.8113e-05 | 0.00011416 | 0 | 0.40497 | 0.7437 | 0.45301 | 0.58261 | 0.01812 | 0
1293 | 1 | 0.00016923 | 0.00024218 | 0 | 5.8742e-05 | 0.00011416 | 0 | 0.41854 | 0.7427 | 0.31653 | 0.56806 | 0.034965 | 0
1294 | 1 | 0.00014729 | 0.00024844 | 0 | 3.7595e-05 | 0.00011416 | 0 | 0.43221 | 0.7258 | 0.35062 | 0.5541 | 0.027752 | 0
1295 | 1 | 0.00014705 | 0.00025427 | 0 | 2.3497e-05 | 0.00011416 | 0 | 0.42194 | 0.7013 | 0.35756 | 0.54693 | 0.013088 | 0
1296 | 1 | 0.00014919 | 0.00025988 | 0 | 9.3987e-06 | 0.00011416 | 0 | 0.43183 | 0.6838 | 0.26491 | 0.51949 | 0.0013373 | 0
1297 | 1 | 0.00013604 | 0.00026454 | 0 | 5.8742e-06 | 0.00011416 | 0 | 0.44579 | 0.6766 | 0.21025 | 0.49321 | 0.0087032 | 0
1298 | 1 | 0.00012469 | 0.00026793 | 0 | 2.3497e-06 | 0.00011416 | 0 | 0.44395 | 0.7013 | 0.18055 | 0.50727 | 0.046912 | 0
1299 | 1 | 0.00011966 | 0.00027094 | 0 | 1.1748e-06 | 0.00011416 | 0 | 0.45093 | 0.7385 | 0.11602 | 0.5094 | 0.057314 | 0
1300 | 1 | 0.0001066 | 0.00027319 | 0 | 1.4098e-05 | 0.00011416 | 0 | 0.46024 | 0.7498 | 0.10336 | 0.50223 | 0.038394 | 0
1301 | 1 | 0.00010394 | 0.00027458 | 0 | 3.7595e-05 | 0.00011416 | 0 | 0.4487 | 0.7685 | 0.16155 | 0.5033 | 0.011614 | 0
1302 | 1 | 0.00011616 | 0.00027526 | 0 | 9.3987e-05 | 0.00011416 | 0 | 0.46839 | 0.7861 | 0.2693 | 0.54596 | 0.00086555 | 0
1303 | 1 | 0.00014212 | 0.00027425 | 0 | 0.0001821 | 0.00011416 | 0.010661 | 0.47227 | 0.787 | 0.48576 | 0.57931 | 0.00017275 | 0
1304 | 1 | 0.00016924 | 0.0002627 | 0 | 0.0001586 | 0.00011416 | 0.064771 | 0.44715 | 0.7406 | 0.54699 | 0.5987 | 0.012279 | 0.00052371
1305 | 1 | 0.00018279 | 0.0002457 | 0 | 0.00014685 | 0.00011416 | 0.17978 | 0.4264 | 0.5885 | 0.58851 | 0.61218 | 0.026338 | 0
1306 | 1 | 0.0001919 | 0.00022582 | 0 | 0.00016448 | 0.00011416 | 0.29656 | 0.42746 | 0.8026 | 0.55856 | 0.621 | 0.022319 | 0.0015377
1307 | 1 | 0.0001963 | 0.00020555 | 0 | 0.00018797 | 0.00011416 | 0.37005 | 0.452 | 0.9047 | 0.46774 | 0.60268 | 0.011505 | 0
1308 | 1 | 0.00020008 | 0.0001895 | 0 | 0.00020677 | 0.00011416 | 0.39121 | 0.48293 | 0.901 | 0.41101 | 0.58959 | 0.0013373 | 0
1309 | 1 | 0.00020061 | 0.00018123 | 0 | 0.00018797 | 0.00011416 | 0.36311 | 0.49137 | 0.8858 | 0.35732 | 0.58164 | 0.0075296 | 0
1310 | 1 | 0.00019335 | 0.00017923 | 0 | 0.00019032 | 0.00011416 | 0.32951 | 0.47595 | 0.8721 | 0.32834 | 0.5764 | 0.041581 | 0
1311 | 1 | 0.00018283 | 0.00018318 | 0 | 0.00021382 | 0.00011416 | 0.25844 | 0.43803 | 0.8619 | 0.23022 | 0.55943 | 0.050571 | 0
1312 | 1 | 0.00016863 | 0.00019371 | 0 | 0.00022322 | 0.00011416 | 0.16282 | 0.41272 | 0.8226 | 0.23314 | 0.56118 | 0.034124 | 0
1313 | 1 | 0.00015668 | 0.00021502 | 0 | 0.00022322 | 0.00011416 | 0.05508 | 0.38509 | 0.7312 | 0.34673 | 0.57902 | 0.010357 | 0
1314 | 1 | 0.00015013 | 0.00024085 | 0 | 0.00016448 | 0.00011416 | 0.0080762 | 0.36036 | 0.7193 | 0.48174 | 0.62284 | 0.00083588 | 0.18485
1315 | 1 | 0.00017035 | 0.0002518 | 0 | 0.00011748 | 0.00011416 | 0 | 0.33883 | 0.7322 | 0.6842 | 0.65038 | 0.00010522 | 0
1316 | 1 | 0.00018651 | 0.00026114 | 0 | 8.8113e-05 | 0.00011416 | 0 | 0.32952 | 0.6209 | 0.53372 | 0.62701 | 0.01035 | 0
1317 | 1 | 0.00016642 | 0.00027016 | 0 | 5.8742e-05 | 0.00011416 | 0 | 0.31691 | 0.525 | 0.38142 | 0.60355 | 0.023329 | 0
1318 | 1 | 0.00014376 | 0.00027871 | 0 | 3.7595e-05 | 0.00011416 | 0 | 0.30149 | 0.4449 | 0.47979 | 0.59889 | 0.020362 | 0
1319 | 1 | 0.00014312 | 0.00028462 | 0 | 2.3497e-05 | 0.00011416 | 0 | 0.28666 | 0.4595 | 0.50609 | 0.56913 | 0.010909 | 0
1320 | 1 | 0.00014502 | 0.00028925 | 0 | 9.3987e-06 | 0.00011416 | 0 | 0.28462 | 0.4902 | 0.28865 | 0.53083 | 0.0013373 | 0
1321 | 1 | 0.00013267 | 0.00029 | 0 | 5.8742e-06 | 0.00011416 | 0 | 0.28462 | 0.5322 | 0.1646 | 0.50339 | 0.0087032 | 0
1322 | 1 | 0.00012233 | 0.00028861 | 0 | 2.3497e-06 | 0.00011416 | 0 | 0.27706 | 0.5858 | 0.10653 | 0.50601 | 0.046912 | 0
1323 | 1 | 0.00011909 | 0.00028552 | 0 | 1.1748e-06 | 0.00011416 | 0 | 0.26057 | 0.6802 | 0.1008 | 0.51648 | 0.057314 | 0
1324 | 1 | 0.00010629 | 0.00028162 | 0 | 1.4098e-05 | 0.00011416 | 0 | 0.23206 | 0.6353 | 0.084368 | 0.51425 | 0.038394 | 0
1325 | 1 | 0.00010213 | 0.00027947 | 0 | 3.7595e-05 | 0.00011416 | 0 | 0.21887 | 0.6353 | 0.12308 | 0.52754 | 0.011614 | 0
1326 | 1 | 0.00011435 | 0.00027855 | 0 | 9.3987e-05 | 0.00011416 | 0 | 0.22673 | 0.634 | 0.27246 | 0.55556 | 0.00086555 | 0
1327 | 1 | 0.000138 | 0.00027749 | 0 | 0.0001821 | 0.00011416 | 0.011468 | 0.23148 | 0.7081 | 0.42403 | 0.58028 | 0.00017275 | 0
1328 | 1 | 0.00015817 | 0.00026742 | 0 | 0.0001586 | 0.00011416 | 0.061541 | 0.22294 | 0.7171 | 0.48916 | 0.60452 | 0.012279 | 0.00052371
1329 | 1 | 0.00017224 | 0.00025065 | 0 | 0.00014685 | 0.00011416 | 0.14279 | 0.2082 | 0.7375 | 0.50341 | 0.61421 | 0.026338 | 0.036036
1330 | 1 | 0.00018254 | 0.00022854 | 0 | 0.00016448 | 0.00011416 | 0.22161 | 0.19075 | 0.6979 | 0.47346 | 0.6083 | 0.022319 | 0.12444
1331 | 1 | 0.00018943 | 0.00020555 | 0 | 0.00018797 | 0.00011416 | 0.27055 | 0.18648 | 0.6754 | 0.46506 | 0.60132 | 0.011505 | 0.17904
1332 | 1 | 0.00019532 | 0.00018747 | 0 | 0.00020677 | 0.00011416 | 0.29042 | 0.19608 | 0.6885 | 0.4496 | 0.58396 | 0.0013373 | 0.34628
1333 | 1 | 0.00019724 | 0.00017424 | 0 | 0.00018797 | 0.00011416 | 0.28994 | 0.19443 | 0.699 | 0.40906 | 0.5828 | 0.012157 | 0.73856
1334 | 1 | 0.00019248 | 0.0001663 | 0 | 0.00019032 | 0.00011416 | 0.26894 | 0.18338 | 0.6932 | 0.33747 | 0.56583 | 0.062188 | 0.55329
1335 | 1 | 0.0001853 | 0.00016495 | 0 | 0.00021382 | 0.00011416 | 0.2116 | 0.17067 | 0.6557 | 0.27952 | 0.5478 | 0.076735 | 0.85924
1336 | 1 | 0.00017101 | 0.0001714 | 0 | 0.00022322 | 0.00011416 | 0.12696 | 0.15778 | 0.6468 | 0.33199 | 0.56176 | 0.050594 | 0.7824
1337 | 1 | 0.00015992 | 0.00019021 | 0 | 0.00022322 | 0.00011416 | 0.043612 | 0.14381 | 0.6116 | 0.49586 | 0.59734 | 0.015193 | 0.62342
1338 | 1 | 0.00015589 | 0.00020979 | 0 | 0.00016448 | 0.00011416 | 0.006784 | 0.13567 | 0.6353 | 0.55491 | 0.62013 | 0.00094279 | 0.42965
1339 | 1 | 0.00017347 | 0.0002151 | 0 | 0.00011748 | 0.00011416 | 0 | 0.12849 | 0.6327 | 0.74921 | 0.63583 | 0.00045479 | 0
1340 | 1 | 0.00018655 | 0.00021938 | 0 | 8.8113e-05 | 0.00011416 | 0 | 0.12975 | 0.594 | 0.55478 | 0.59996 | 0.01812 | 0
1341 | 1 | 0.00016578 | 0.00022378 | 0 | 5.8742e-05 | 0.00011416 | 0 | 0.12655 | 0.4815 | 0.3141 | 0.57233 | 0.034965 | 0
1342 | 1 | 0.00014474 | 0.00022777 | 0 | 3.7595e-05 | 0.00011416 | 0 | 0.12277 | 0.3998 | 0.34831 | 0.55478 | 0.027752 | 0
1343 | 1 | 0.00014325 | 0.00023141 | 0 | 2.3497e-05 | 0.00011416 | 0 | 0.1217 | 0.3697 | 0.39007 | 0.55594 | 0.013088 | 0
1344 | 1 | 0.00014729 | 0.00023409 | 0 | 9.3987e-06 | 0.00011416 | 0 | 0.11879 | 0.3782 | 0.34563 | 0.53267 | 0.0013373 | 0
1345 | 1 | 0.00013318 | 0.00023588 | 0 | 5.8742e-06 | 0.00011416 | 0 | 0.11918 | 0.3897 | 0.36255 | 0.50116 | 0.017378 | 0
1346 | 1 | 0.00012788 | 0.00023779 | 0 | 2.3497e-06 | 0.00011416 | 0 | 0.12083 | 0.4157 | 0.22632 | 0.49409 | 0.084504 | 0
1347 | 1 | 0.00012152 | 0.00023914 | 0 | 1.1748e-06 | 0.00011416 | 0 | 0.12054 | 0.439 | 0.1534 | 0.49573 | 0.10529 | 0
1348 | 1 | 0.00010693 | 0.00024051 | 0 | 1.4098e-05 | 0.00011416 | 0 | 0.12442 | 0.4829 | 0.14877 | 0.50882 | 0.068347 | 0
1349 | 1 | 0.00010146 | 0.0002422 | 0 | 3.7595e-05 | 0.00011416 | 0 | 0.12713 | 0.5207 | 0.19321 | 0.5064 | 0.020374 | 0
1350 | 1 | 0.00011126 | 0.00024329 | 0 | 9.3987e-05 | 0.00011416 | 0 | 0.13092 | 0.5394 | 0.32627 | 0.54761 | 0.0010414 | 0
1351 | 1 | 0.00013598 | 0.00024143 | 0 | 0.0001821 | 0.00011416 | 0.010015 | 0.14313 | 0.5579 | 0.52094 | 0.59531 | 0.0010722 | 0
1352 | 1 | 0.00016212 | 0.00022504 | 0 | 0.0001586 | 0.00011416 | 0.056211 | 0.15448 | 0.555 | 0.56818 | 0.6148 | 0.02727 | 0.00051257
1353 | 1 | 0.00017686 | 0.00020545 | 0 | 0.00014685 | 0.00011416 | 0.1444 | 0.16757 | 0.4639 | 0.58242 | 0.62071 | 0.047581 | 0.07888
1354 | 1 | 0.00018904 | 0.0001813 | 0 | 0.00016448 | 0.00011416 | 0.23179 | 0.1698 | 0.4537 | 0.59033 | 0.61683 | 0.035355 | 0.41614
1355 | 1 | 0.0001968 | 0.00015747 | 0 | 0.00018797 | 0.00011416 | 0.27976 | 0.18134 | 0.5437 | 0.62113 | 0.59521 | 0.015172 | 0.57804
1356 | 1 | 0.000204 | 0.00013744 | 0 | 0.00020677 | 0.00011416 | 0.28138 | 0.19511 | 0.7047 | 0.62016 | 0.56186 | 0.0013373 | 0.76969
1357 | 1 | 0.00020676 | 0.00012427 | 0 | 0.00018797 | 0.00011416 | 0.25569 | 0.19792 | 0.7549 | 0.57658 | 0.55536 | 0.023914 | 1.025
1358 | 1 | 0.00020176 | 0.00011793 | 0 | 0.00019032 | 0.00011416 | 0.22759 | 0.20743 | 0.7923 | 0.56112 | 0.55168 | 0.11161 | 0.89923
1359 | 1 | 0.00019577 | 0.00011906 | 0 | 0.00021382 | 0.00011416 | 0.17267 | 0.22003 | 0.7519 | 0.47236 | 0.72436 | 0.14018 | 0.92989
1360 | 1 | 0.0001926 | 0.00012845 | 0 | 0.00022322 | 0.00011416 | 0.10338 | 0.22964 | 0.6838 | 0.39968 | 0.5925 | 0.089831 | 0.74461
1361 | 1 | 0.00017495 | 0.00014912 | 0 | 0.00022322 | 0.00011416 | 0.035051 | 0.24311 | 0.7569 | 0.36012 | 0.54896 | 0.026617 | 0.53311
1362 | 1 | 0.0001671 | 0.00016737 | 0 | 0.00016448 | 0.00011416 | 0.006461 | 0.25378 | 0.7002 | 0.4877 | 0.6019 | 0.0011466 | 0.34275
1363 | 1 | 0.00018293 | 0.00017641 | 0 | 0.00011748 | 0.00011416 | 0 | 0.27007 | 0.5816 | 0.67117 | 0.63467 | 0.0020875 | 0
1364 | 1 | 0.00019222 | 0.00018606 | 0 | 8.8113e-05 | 0.00011416 | 0 | 0.29189 | 0.6314 | 0.53068 | 0.61858 | 0.039075 | 0
1365 | 1 | 0.00017006 | 0.00019572 | 0 | 5.8742e-05 | 0.00011416 | 0 | 0.31953 | 0.7115 | 0.34356 | 0.56486 | 0.062917 | 0
1366 | 1 | 0.00014729 | 0.00020447 | 0 | 3.7595e-05 | 0.00011416 | 0 | 0.33951 | 0.7447 | 0.35513 | 0.55769 | 0.044234 | 0
1367 | 1 | 0.00014551 | 0.00021202 | 0 | 2.3497e-05 | 0.00011416 | 0 | 0.35299 | 0.6979 | 0.39822 | 0.55003 | 0.017467 | 0
1368 | 1 | 0.00014829 | 0.00021991 | 0 | 9.3987e-06 | 0.00011416 | 0 | 0.359 | 0.6754 | 0.29839 | 0.51988 | 0.0013373 | 0
1369 | 1 | 0.00013251 | 0.0002283 | 0 | 5.8742e-06 | 0.00011416 | 0 | 0.36695 | 0.6275 | 0.19942 | 0.49816 | 0.033399 | 0
1370 | 1 | 0.00011828 | 0.00023813 | 0 | 2.3497e-06 | 0.00011416 | 0 | 0.37607 | 0.6062 | 0.24251 | 0.4937 | 0.1499 | 0
1371 | 1 | 0.00011062 | 0.000249 | 0 | 1.1748e-06 | 0.00011416 | 0 | 0.38596 | 0.6209 | 0.17835 | 0.48943 | 0.18973 | 0
1372 | 1 | 9.5311e-05 | 0.00025883 | 0 | 1.4098e-05 | 0.00011416 | 0 | 0.42164 | 0.6742 | 0.14926 | 0.48487 | 0.12009 | 0
1373 | 1 | 8.9166e-05 | 0.00026775 | 0 | 3.7595e-05 | 0.00011416 | 0 | 0.42591 | 0.6717 | 0.20258 | 0.49525 | 0.035373 | 0
1374 | 1 | 9.8811e-05 | 0.00027759 | 0 | 9.3987e-05 | 0.00011416 | 0 | 0.40409 | 0.5733 | 0.37132 | 0.53161 | 0.0012781 | 0
1375 | 1 | 0.00012301 | 0.00028483 | 0 | 0.0001821 | 0.00011416 | 0.0085608 | 0.38838 | 0.5365 | 0.6086 | 0.57213 | 0.0039066 | 0
1376 | 1 | 0.00015097 | 0.00027033 | 0 | 0.0001586 | 0.00011416 | 0.048619 | 0.34862 | 0.4625 | 0.64354 | 0.6052 | 0.056654 | 0.00050143
1377 | 1 | 0.00016989 | 0.00024313 | 0 | 0.00014685 | 0.00011416 | 0.14876 | 0.29529 | 0.2407 | 0.64439 | 0.62643 | 0.084599 | 0
1378 | 1 | 0.00018189 | 0.00021672 | 0 | 0.00016448 | 0.00011416 | 0.24439 | 0.28326 | 0.3417 | 0.56891 | 0.62468 | 0.056337 | 0
1379 | 1 | 0.00018518 | 0.00019956 | 0 | 0.00018797 | 0.00011416 | 0.3132 | 0.27618 | 0.279 | 0.51753 | 0.60956 | 0.020423 | 0
1380 | 1 | 0.00018811 | 0.0001876 | 0 | 0.00020677 | 0.00011416 | 0.33856 | 0.26202 | 0.1862 | 0.5823 | 0.59773 | 0.0013373 | 0
1381 | 1 | 0.00018929 | 0.00018101 | 0 | 0.00018797 | 0.00011416 | 0.34437 | 0.25756 | 0.1633 | 0.45203 | 0.59124 | 0.04329 | 0
1382 | 1 | 0.00018032 | 0.00017962 | 0 | 0.00019032 | 0.00011416 | 0.31029 | 0.24273 | 0.1925 | 0.37801 | 0.57708 | 0.18897 | 0.095985
1383 | 1 | 0.00016967 | 0.00018279 | 0 | 0.00021382 | 0.00011416 | 0.25682 | 0.23196 | 0.2419 | 0.24032 | 0.57301 | 0.2405 | 0.0083683
1384 | 1 | 0.00015486 | 0.00019306 | 0 | 0.00022322 | 0.00011416 | 0.16395 | 0.2083 | 0.2751 | 0.2447 | 0.57689 | 0.15088 | 0.0047691
1385 | 1 | 0.00013892 | 0.00022339 | 0 | 0.00022322 | 0.00011416 | 0.066387 | 0.17737 | 0.3225 | 0.32396 | 0.5765 | 0.044255 | 0.089243
1386 | 1 | 0.00012787 | 0.00026681 | 0 | 0.00016448 | 0.00011416 | 0.011307 | 0.15167 | 0.3486 | 0.47273 | 0.61877 | 0.0013984 | 0.0079226
1387 | 1 | 0.00014465 | 0.00028021 | 0 | 0.00011748 | 0.00011416 | 0 | 0.14478 | 0.2626 | 0.69613 | 0.65813 | 0.006123 | 0
1388 | 1 | 0.00016183 | 0.00028829 | 0 | 8.8113e-05 | 0.00011416 | 0 | 0.1411 | 0.1852 | 0.5924 | 0.63855 | 0.07537 | 0
1389 | 1 | 0.00014597 | 0.00029317 | 0 | 5.8742e-05 | 0.00011416 | 0 | 0.14129 | 0.2256 | 0.44814 | 0.60781 | 0.10674 | 0
1390 | 1 | 0.00012834 | 0.00029937 | 0 | 3.7595e-05 | 0.00011416 | 0 | 0.14081 | 0.2905 | 0.5101 | 0.60462 | 0.068319 | 0
1391 | 1 | 0.00012924 | 0.00030829 | 0 | 2.3497e-05 | 0.00011416 | 0 | 0.1441 | 0.4259 | 0.64451 | 0.6147 | 0.023208 | 0
1392 | 1 | 0.00013347 | 0.00031622 | 0 | 9.3987e-06 | 0.00011416 | 0 | 0.16049 | 0.5705 | 0.49257 | 0.59977 | 0.0013373 | 0
1393 | 1 | 0.00011825 | 0.00032308 | 0 | 5.8742e-06 | 0.00011416 | 0 | 0.16815 | 0.6778 | 0.40516 | 0.58222 | 0.054964 | 0
1394 | 1 | 0.0001051 | 0.00033009 | 0 | 2.3497e-06 | 0.00011416 | 0 | 0.17504 | 0.707 | 0.3046 | 0.5477 | 0.23429 | 0
1395 | 1 | 9.6592e-05 | 0.00033494 | 0 | 1.1748e-06 | 0.00011416 | 0 | 0.19696 | 0.699 | 0.25359 | 0.53306 | 0.29961 | 0
1396 | 1 | 8.1453e-05 | 0.00033748 | 0 | 1.4098e-05 | 0.00011416 | 0 | 0.21102 | 0.7182 | 0.21707 | 0.53403 | 0.18653 | 0
1397 | 1 | 7.456e-05 | 0.0003377 | 0 | 3.7595e-05 | 0.00011416 | 0 | 0.20946 | 0.6921 | 0.23411 | 0.52152 | 0.054511 | 0
1398 | 1 | 7.8615e-05 | 0.0003357 | 0 | 9.3987e-05 | 0.00011416 | 0 | 0.22721 | 0.6874 | 0.24081 | 0.54441 | 0.0015261 | 0
1399 | 1 | 8.9853e-05 | 0.0003288 | 0 | 0.0001821 | 0.00011416 | 0.013568 | 0.25465 | 0.7364 | 0.33333 | 0.58619 | 0.0090503 | 0
1400 | 1 | 0.00010555 | 0.00029763 | 0 | 0.0001586 | 0.00011416 | 0.078016 | 0.27812 | 0.7816 | 0.37826 | 0.5956 | 0.097813 | 0.00050143
1401 | 1 | 0.0001232 | 0.00026787 | 0 | 0.00014685 | 0.00011416 | 0.19868 | 0.29858 | 0.8017 | 0.43341 | 0.61179 | 0.13243 | 0.051068
1402 | 1 | 0.00014133 | 0.00023535 | 0 | 0.00016448 | 0.00011416 | 0.30221 | 0.29296 | 0.7992 | 0.43402 | 0.61625 | 0.08189 | 0.19737
1403 | 1 | 0.00015086 | 0.00020318 | 0 | 0.00018797 | 0.00011416 | 0.35568 | 0.31827 | 0.7941 | 0.37899 | 0.60655 | 0.026235 | 0.28448
1404 | 1 | 0.00015552 | 0.00018031 | 0 | 0.00020677 | 0.00011416 | 0.37781 | 0.35153 | 0.7676 | 0.3074 | 0.58891 | 0.0013373 | 0.3339
1405 | 1 | 0.00016104 | 0.00016954 | 0 | 0.00018797 | 0.00011416 | 0.37183 | 0.37675 | 0.6288 | 0.23728 | 0.55905 | 0.06616 | 0.42508
1406 | 1 | 0.0001526 | 0.00016671 | 0 | 0.00019032 | 0.00011416 | 0.31239 | 0.37936 | 0.6275 | 0.20075 | 0.53917 | 0.27718 | 0.5622
1407 | 1 | 0.00014084 | 0.00016915 | 0 | 0.00021382 | 0.00011416 | 0.21903 | 0.39294 | 0.685 | 0.19649 | 0.53306 | 0.3557 | 0.74633
1408 | 1 | 0.00012814 | 0.00017735 | 0 | 0.00022322 | 0.00011416 | 0.12276 | 0.39847 | 0.7036 | 0.19503 | 0.54159 | 0.2202 | 0.51135
1409 | 1 | 0.00011638 | 0.00019651 | 0 | 0.00022322 | 0.00011416 | 0.042319 | 0.40283 | 0.6921 | 0.25907 | 0.55846 | 0.06418 | 0.51051
1410 | 1 | 0.00011445 | 0.00021627 | 0 | 0.00016448 | 0.00011416 | 0.0077532 | 0.40923 | 0.6897 | 0.49988 | 0.61712 | 0.0016383 | 0.29448
1411 | 1 | 0.00013346 | 0.00022304 | 0 | 0.00011748 | 0.00011416 | 0 | 0.44308 | 0.7637 | 0.60068 | 0.64708 | 0.012104 | 0
1412 | 1 | 0.00014839 | 0.00022711 | 0 | 8.8113e-05 | 0.00011416 | 0 | 0.49273 | 0.8471 | 0.43925 | 0.6339 | 0.11961 | 0
1413 | 1 | 0.00013588 | 0.00022744 | 0 | 5.8742e-05 | 0.00011416 | 0 | 0.52366 | 0.9108 | 0.3158 | 0.59443 | 0.15676 | 0
1414 | 1 | 0.00012317 | 0.00022451 | 0 | 3.7595e-05 | 0.00011416 | 0 | 0.54141 | 0.8863 | 0.36474 | 0.58164 | 0.094484 | 0
1415 | 1 | 0.00013033 | 0.00021956 | 0 | 2.3497e-05 | 0.00011416 | 0 | 0.54393 | 0.9438 | 0.3886 | 0.5702 | 0.02895 | 0
1416 | 1 | 0.00013928 | 0.00021412 | 0 | 9.3987e-06 | 0.00011416 | 0 | 0.53792 | 0.9688 | 0.3186 | 0.55953 | 0.0013373 | 0
1417 | 1 | 0.00012871 | 0.00020819 | 0 | 5.8742e-06 | 0.00011416 | 0 | 0.53084 | 0.939 | 0.2038 | 0.53229 | 0.07614 | 0
1418 | 1 | 0.00011874 | 0.00020056 | 0 | 2.3497e-06 | 0.00011416 | 0 | 0.52512 | 0.902 | 0.14987 | 0.49961 | 0.31504 | 0
1419 | 1 | 0.00011241 | 0.00019338 | 0 | 1.1748e-06 | 0.00011416 | 0 | 0.52783 | 0.8909 | 0.10701 | 0.47324 | 0.40529 | 0
1420 | 1 | 9.6269e-05 | 0.00018757 | 0 | 1.4098e-05 | 0.00011416 | 0 | 0.53026 | 0.8847 | 0.10056 | 0.46122 | 0.24989 | 0
1421 | 1 | 8.7061e-05 | 0.00018191 | 0 | 3.7595e-05 | 0.00011416 | 0 | 0.5224 | 0.8423 | 0.092647 | 0.4617 | 0.07269 | 0
1422 | 1 | 8.6667e-05 | 0.00017995 | 0 | 9.3987e-05 | 0.00011416 | 0 | 0.48584 | 0.7932 | 0.096421 | 0.47208 | 0.0017319 | 0
1423 | 1 | 9.0345e-05 | 0.00018042 | 0 | 0.0001821 | 0.00011416 | 0.0085608 | 0.45277 | 0.7427 | 0.11103 | 0.47411 | 0.014991 | 0
1424 | 1 | 9.1591e-05 | 0.00017334 | 0 | 0.0001586 | 0.00011416 | 0.041835 | 0.43512 | 0.7322 | 0.11115 | 0.49922 | 0.1392 | 0.00049029
1425 | 1 | 0.00010416 | 0.00016035 | 0 | 0.00014685 | 0.00011416 | 0.097561 | 0.40943 | 0.7093 | 0.20453 | 0.52201 | 0.17824 | 0.085599
1426 | 1 | 0.00012292 | 0.00014493 | 0 | 0.00016448 | 0.00011416 | 0.13197 | 0.38916 | 0.6209 | 0.2363 | 0.54014 | 0.10544 | 0.2159
1427 | 1 | 0.00013502 | 0.00012996 | 0 | 0.00018797 | 0.00011416 | 0.16766 | 0.41709 | 0.6693 | 0.21451 | 0.55187 | 0.031253 | 0.38004
1428 | 1 | 0.00014349 | 0.00011924 | 0 | 0.00020677 | 0.00011416 | 0.19916 | 0.44715 | 0.8051 | 0.23448 | 0.54479 | 0.0013373 | 0.50908
1429 | 1 | 0.00015304 | 0.00011419 | 0 | 0.00018797 | 0.00011416 | 0.19835 | 0.46247 | 0.8457 | 0.19929 | 0.5222 | 0.084249 | 0.58361
1430 | 1 | 0.00014245 | 0.00011237 | 0 | 0.00019032 | 0.00011416 | 0.19593 | 0.4871 | 0.843 | 0.14536 | 0.49593 | 0.34559 | 0.65843
1431 | 1 | 0.00012653 | 0.00011564 | 0 | 0.00021382 | 0.00011416 | 0.16815 | 0.4615 | 0.8287 | 0.11493 | 0.49428 | 0.44538 | 0.59209
1432 | 1 | 0.00011352 | 0.0001239 | 0 | 0.00022322 | 0.00011416 | 0.10693 | 0.47188 | 0.855 | 0.091186 | 0.49457 | 0.27383 | 0.55004
1433 | 1 | 0.00010501 | 0.00013636 | 0 | 0.00022322 | 0.00011416 | 0.037797 | 0.46616 | 0.9056 | 0.12406 | 0.50301 | 0.079544 | 0.34115
1434 | 1 | 0.00010575 | 0.00014561 | 0 | 0.00016448 | 0.00011416 | 0.0075917 | 0.4584 | 0.9258 | 0.19759 | 0.5381 | 0.0018044 | 0.21331
1435 | 1 | 0.00012579 | 0.00014794 | 0 | 0.00011748 | 0.00011416 | 0 | 0.49156 | 0.9294 | 0.32518 | 0.58212 | 0.017434 | 0
1436 | 1 | 0.00014797 | 0.00014935 | 0 | 8.8113e-05 | 0.00011416 | 0 | 0.52735 | 0.9198 | 0.37826 | 0.5859 | 0.15523 | 0
1437 | 1 | 0.00013974 | 0.00015096 | 0 | 5.8742e-05 | 0.00011416 | 0 | 0.54907 | 0.9104 | 0.24556 | 0.57882 | 0.19557 | 0
1438 | 1 | 0.00012612 | 0.00015297 | 0 | 3.7595e-05 | 0.00011416 | 0 | 0.57273 | 0.9029 | 0.27563 | 0.57882 | 0.11419 | 0
1439 | 1 | 0.00012817 | 0.00015518 | 0 | 2.3497e-05 | 0.00011416 | 0 | 0.58359 | 0.8924 | 0.21208 | 0.5699 | 0.033057 | 0
1440 | 1 | 0.00013344 | 0.00015782 | 0 | 9.3987e-06 | 0.00011416 | 0 | 0.57612 | 0.902 | 0.14074 | 0.54596 | 0.0013373 | 0
1441 | 1 | 0.00012012 | 0.00016246 | 0 | 5.8742e-06 | 0.00011416 | 0 | 0.54994 | 0.8644 | 0.10896 | 0.53335 | 0.089964 | 0
1442 | 1 | 0.00010781 | 0.00016956 | 0 | 2.3497e-06 | 0.00011416 | 0 | 0.54024 | 0.8211 | 0.1148 | 0.51416 | 0.36702 | 0
1443 | 1 | 9.898e-05 | 0.00017829 | 0 | 1.1748e-06 | 0.00011416 | 0 | 0.53171 | 0.8195 | 0.12296 | 0.52114 | 0.47351 | 0
1444 | 1 | 8.4441e-05 | 0.00018553 | 0 | 1.4098e-05 | 0.00011416 | 0 | 0.50562 | 0.8471 | 0.11882 | 0.52802 | 0.2906 | 0
1445 | 1 | 7.8837e-05 | 0.00019257 | 0 | 3.7595e-05 | 0.00011416 | 0 | 0.47653 | 0.8504 | 0.17324 | 0.54188 | 0.084345 | 0
1446 | 1 | 9.2715e-05 | 0.00019659 | 0 | 9.3987e-05 | 0.00011416 | 0 | 0.44744 | 0.814 | 0.33333 | 0.58551 | 0.0018538 | 0
1447 | 1 | 0.00012134 | 0.00019756 | 0 | 0.0001821 | 0.00011416 | 0.011145 | 0.40671 | 0.8409 | 0.52264 | 0.6148 | 0.019201 | 0
1448 | 1 | 0.00014819 | 0.00018369 | 0 | 0.0001586 | 0.00011416 | 0.053303 | 0.37936 | 0.8242 | 0.55856 | 0.63079 | 0.16657 | 0.00098057
1449 | 1 | 0.0001654 | 0.00016493 | 0 | 0.00014685 | 0.00011416 | 0.12857 | 0.36792 | 0.8381 | 0.53287 | 0.65086 | 0.20773 | 0.10928
1450 | 1 | 0.00017458 | 0.00014712 | 0 | 0.00016448 | 0.00011416 | 0.20627 | 0.43813 | 0.928 | 0.42452 | 0.66085 | 0.12029 | 0.27165
1451 | 1 | 0.00017614 | 0.00013456 | 0 | 0.00018797 | 0.00011416 | 0.26845 | 0.51775 | 0.9051 | 0.30923 | 0.65552 | 0.034298 | 0.48352
1452 | 1 | 0.00017769 | 0.000128 | 0 | 0.00020677 | 0.00011416 | 0.30399 | 0.56119 | 0.8279 | 0.31458 | 0.64912 | 0.0013373 | 0.63196
1453 | 1 | 0.00018057 | 0.00012527 | 0 | 0.00018797 | 0.00011416 | 0.28412 | 0.57933 | 0.7676 | 0.27855 | 0.63225 | 0.092915 | 0.68185
1454 | 1 | 0.00017493 | 0.00012366 | 0 | 0.00019032 | 0.00011416 | 0.25715 | 0.58737 | 0.7627 | 0.25542 | 0.60723 | 0.37805 | 0.71947
1455 | 1 | 0.00016669 | 0.00012836 | 0 | 0.00021382 | 0.00011416 | 0.21321 | 0.58359 | 0.7149 | 0.20063 | 0.60801 | 0.48802 | 0.51991
1456 | 1 | 0.00015285 | 0.00014037 | 0 | 0.00022322 | 0.00011416 | 0.14634 | 0.56992 | 0.6826 | 0.18955 | 0.61732 | 0.29924 | 0.44497
1457 | 1 | 0.00014126 | 0.00016407 | 0 | 0.00022322 | 0.00011416 | 0.056372 | 0.5226 | 0.5899 | 0.22754 | 0.62197 | 0.086816 | 0.12531
1458 | 1 | 0.00013185 | 0.00019864 | 0 | 0.00016448 | 0.00011416 | 0.010015 | 0.43406 | 0.5437 | 0.388 | 0.65784 | 0.0018789 | 0.0064629
1459 | 1 | 0.00014825 | 0.0002183 | 0 | 0.00011748 | 0.00011416 | 0 | 0.36201 | 0.5149 | 0.64865 | 0.67888 | 0.020128 | 0
1460 | 1 | 0.00016732 | 0.00023267 | 0 | 8.8113e-05 | 0.00011416 | 0 | 0.30915 | 0.4669 | 0.59167 | 0.68334 | 0.17244 | 0
1461 | 1 | 0.00014612 | 0.00024374 | 0 | 5.8742e-05 | 0.00011416 | 0 | 0.29936 | 0.3998 | 0.44875 | 0.68315 | 0.214 | 0
1462 | 1 | 0.00012451 | 0.00025229 | 0 | 3.7595e-05 | 0.00011416 | 0 | 0.29645 | 0.3626 | 0.42208 | 0.66967 | 0.12342 | 0
1463 | 1 | 0.00012452 | 0.00025734 | 0 | 2.3497e-05 | 0.00011416 | 0 | 0.28384 | 0.364 | 0.4048 | 0.66725 | 0.03493 | 0
1464 | 1 | 0.000128 | 0.00026094 | 0 | 9.3987e-06 | 0.00011416 | 0 | 0.25941 | 0.3883 | 0.27502 | 0.65183 | 0.0013373 | 0
1465 | 1 | 0.00011563 | 0.00026106 | 0 | 5.8742e-06 | 0.00011416 | 0 | 0.23933 | 0.4493 | 0.23204 | 0.62342 | 0.095931 | 0
1466 | 1 | 0.00010504 | 0.00026198 | 0 | 2.3497e-06 | 0.00011416 | 0 | 0.23138 | 0.4975 | 0.23959 | 0.60365 | 0.38931 | 0
1467 | 1 | 9.9553e-05 | 0.00026176 | 0 | 1.1748e-06 | 0.00011416 | 0 | 0.22915 | 0.5522 | 0.21524 | 0.60171 | 0.50281 | 0
1468 | 1 | 8.6625e-05 | 0.00026337 | 0 | 1.4098e-05 | 0.00011416 | 0 | 0.21587 | 0.6089 | 0.19978 | 0.59938 | 0.30805 | 0
1469 | 1 | 8.2861e-05 | 0.00026593 | 0 | 3.7595e-05 | 0.00011416 | 0 | 0.21131 | 0.6301 | 0.24629 | 0.60045 | 0.089335 | 0
1470 | 1 | 9.479e-05 | 0.00026976 | 0 | 9.3987e-05 | 0.00011416 | 0 | 0.22605 | 0.6481 | 0.41807 | 0.62459 | 0.0019042 | 0
1471 | 1 | 0.00012211 | 0.00026706 | 0 | 0.0001821 | 0.00011416 | 0.013245 | 0.24913 | 0.6656 | 0.51863 | 0.65309 | 0.021085 | 0
1472 | 1 | 0.0001478 | 0.00023717 | 0 | 0.0001586 | 0.00011416 | 0.073978 | 0.25795 | 0.634 | 0.56087 | 0.65949 | 0.17845 | 0
1473 | 1 | 0.00016454 | 0.00020056 | 0 | 0.00014685 | 0.00011416 | 0.19028 | 0.26484 | 0.5677 | 0.56148 | 0.67084 | 0.22038 | 0
1474 | 1 | 0.00017867 | 0.00016029 | 0 | 0.00016448 | 0.00011416 | 0.26668 | 0.27958 | 0.5885 | 0.42257 | 0.68383 | 0.1266 | 0
1475 | 1 | 0.00017927 | 0.00013669 | 0 | 0.00018797 | 0.00011416 | 0.33113 | 0.32797 | 0.8108 | 0.341 | 0.67016 | 0.03557 | 0
1476 | 1 | 0.00017985 | 0.00012413 | 0 | 0.00020677 | 0.00011416 | 0.3602 | 0.34891 | 0.8034 | 0.31166 | 0.65678 | 0.0013373 | 0
1477 | 1 | 0.00017984 | 0.00011736 | 0 | 0.00018797 | 0.00011416 | 0.38443 | 0.41321 | 0.7364 | 0.2833 | 0.63651 | 0.095931 | 0
1478 | 1 | 0.00017673 | 0.00011722 | 0 | 0.00019032 | 0.00011416 | 0.35681 | 0.39566 | 0.6607 | 0.26163 | 0.60045 | 0.38931 | 0
1479 | 1 | 0.00016751 | 0.00012501 | 0 | 0.00021382 | 0.00011416 | 0.23227 | 0.37752 | 0.5691 | 0.23825 | 0.58765 | 0.50281 | 0
1480 | 1 | 0.00015114 | 0.00013771 | 0 | 0.00022322 | 0.00011416 | 0.1297 | 0.36201 | 0.4829 | 0.23058 | 0.58513 | 0.30805 | 0
1481 | 1 | 0.00014031 | 0.00016066 | 0 | 0.00022322 | 0.00011416 | 0.043773 | 0.34756 | 0.4361 | 0.25858 | 0.59822 | 0.089335 | 0.0028637
1482 | 1 | 0.00013367 | 0.00019304 | 0 | 0.00016448 | 0.00011416 | 0.0085608 | 0.31323 | 0.5294 | 0.39445 | 0.63399 | 0.0019042 | 0.14009
1483 | 1 | 0.00014895 | 0.00020989 | 0 | 0.00011748 | 0.00011416 | 0 | 0.27318 | 0.5967 | 0.67921 | 0.65804 | 0.021085 | 0
1484 | 1 | 0.00016804 | 0.00022134 | 0 | 8.8113e-05 | 0.00011416 | 0 | 0.24661 | 0.5621 | 0.57171 | 0.6562 | 0.17845 | 0
1485 | 1 | 0.00014762 | 0.00023116 | 0 | 5.8742e-05 | 0.00011416 | 0 | 0.23904 | 0.4361 | 0.36413 | 0.63448 | 0.22038 | 0
1486 | 1 | 0.00012673 | 0.0002393 | 0 | 3.7595e-05 | 0.00011416 | 0 | 0.22537 | 0.3926 | 0.39238 | 0.64582 | 0.1266 | 0
1487 | 1 | 0.00012527 | 0.00024689 | 0 | 2.3497e-05 | 0.00011416 | 0 | 0.22304 | 0.4056 | 0.35683 | 0.64291 | 0.03557 | 0
1488 | 1 | 0.00012725 | 0.00025542 | 0 | 9.3987e-06 | 0.00011416 | 0 | 0.21373 | 0.4215 | 0.30205 | 0.6305 | 0.0013373 | 0
1489 | 1 | 0.0001121 | 0.00026481 | 0 | 5.8742e-06 | 0.00011416 | 0 | 0.21616 | 0.4595 | 0.23776 | 0.60471 | 0.092915 | 0
1490 | 1 | 0.00010589 | 0.00027164 | 0 | 2.3497e-06 | 0.00011416 | 0 | 0.20403 | 0.5135 | 0.17835 | 0.58726 | 0.37805 | 0
1491 | 1 | 9.9593e-05 | 0.00027646 | 0 | 1.1748e-06 | 0.00011416 | 0 | 0.20229 | 0.5565 | 0.15948 | 0.57233 | 0.48802 | 0
1492 | 1 | 8.5981e-05 | 0.00028121 | 0 | 1.4098e-05 | 0.00011416 | 0 | 0.19395 | 0.5747 | 0.15936 | 0.57058 | 0.29924 | 0
1493 | 1 | 8.1496e-05 | 0.00028569 | 0 | 3.7595e-05 | 0.00011416 | 0 | 0.19589 | 0.583 | 0.18554 | 0.56641 | 0.086816 | 0
1494 | 1 | 9.3133e-05 | 0.00028888 | 0 | 9.3987e-05 | 0.00011416 | 0 | 0.21383 | 0.5995 | 0.34112 | 0.60995 | 0.0018789 | 0
1495 | 1 | 0.00011921 | 0.00028784 | 0 | 0.0001821 | 0.00011416 | 0.015829 | 0.22789 | 0.6062 | 0.46896 | 0.63933 | 0.020128 | 0
1496 | 1 | 0.00014308 | 0.0002674 | 0 | 0.0001586 | 0.00011416 | 0.07624 | 0.21645 | 0.5422 | 0.62418 | 0.65222 | 0.17244 | 0
1497 | 1 | 0.00016217 | 0.00023991 | 0 | 0.00014685 | 0.00011416 | 0.17929 | 0.18765 | 0.357 | 0.65802 | 0.65503 | 0.214 | 0.002418
1498 | 1 | 0.00017371 | 0.00020968 | 0 | 0.00016448 | 0.00011416 | 0.27217 | 0.19647 | 0.5858 | 0.57548 | 0.66133 | 0.12342 | 0
1499 | 1 | 0.00017653 | 0.0001886 | 0 | 0.00018797 | 0.00011416 | 0.33323 | 0.23817 | 0.6557 | 0.43268 | 0.66958 | 0.03493 | 0
1500 | 1 | 0.0001762 | 0.00017825 | 0 | 0.00020677 | 0.00011416 | 0.36004 | 0.26755 | 0.6301 | 0.3964 | 0.66754 | 0.0013373 | 0
1501 | 1 | 0.00017814 | 0.00017416 | 0 | 0.00018797 | 0.00011416 | 0.34453 | 0.29868 | 0.6116 | 0.39019 | 0.6624 | 0.087075 | 0
1502 | 1 | 0.00017261 | 0.00017455 | 0 | 0.00019032 | 0.00011416 | 0.30593 | 0.30625 | 0.6035 | 0.39749 | 0.62275 | 0.3562 | 0
1503 | 1 | 0.00016312 | 0.00017894 | 0 | 0.00021382 | 0.00011416 | 0.25295 | 0.32642 | 0.6062 | 0.34599 | 0.59676 | 0.4593 | 0
1504 | 1 | 0.00014767 | 0.00018845 | 0 | 0.00022322 | 0.00011416 | 0.17025 | 0.3366 | 0.583 | 0.2917 | 0.59356 | 0.28213 | 0
1505 | 1 | 0.00013652 | 0.00021183 | 0 | 0.00022322 | 0.00011416 | 0.073171 | 0.32147 | 0.5437 | 0.29231 | 0.61286 | 0.081921 | 0
1506 | 1 | 0.00012436 | 0.00025329 | 0 | 0.00016448 | 0.00011416 | 0.011468 | 0.28026 | 0.5913 | 0.41356 | 0.64669 | 0.001829 | 0
1507 | 1 | 0.00014261 | 0.00026706 | 0 | 0.00011748 | 0.00011416 | 0 | 0.28006 | 0.6392 | 0.71585 | 0.66948 | 0.018303 | 0
1508 | 1 | 0.00016579 | 0.00027454 | 0 | 8.8113e-05 | 0.00011416 | 0 | 0.29112 | 0.6594 | 0.56379 | 0.66589 | 0.16083 | 0
1509 | 1 | 0.0001466 | 0.00028258 | 0 | 5.8742e-05 | 0.00011416 | 0 | 0.28258 | 0.6248 | 0.48965 | 0.65784 | 0.20159 | 0
1510 | 1 | 0.00012655 | 0.00029096 | 0 | 3.7595e-05 | 0.00011416 | 0 | 0.27803 | 0.5981 | 0.56087 | 0.66928 | 0.11721 | 0
1511 | 1 | 0.00012653 | 0.00030041 | 0 | 2.3497e-05 | 0.00011416 | 0 | 0.26901 | 0.5635 | 0.54371 | 0.67025 | 0.033674 | 0
1512 | 1 | 0.00012875 | 0.00030857 | 0 | 9.3987e-06 | 0.00011416 | 0 | 0.26299 | 0.5279 | 0.42708 | 0.64553 | 0.0013373 | 0
1513 | 1 | 0.0001163 | 0.00031334 | 0 | 5.8742e-06 | 0.00011416 | 0 | 0.25281 | 0.4844 | 0.38507 | 0.63128 | 0.081485 | 0
1514 | 1 | 0.00011274 | 0.00031559 | 0 | 2.3497e-06 | 0.00011416 | 0 | 0.24253 | 0.442 | 0.30338 | 0.63331 | 0.3352 | 0
1515 | 1 | 0.00010913 | 0.0003169 | 0 | 1.1748e-06 | 0.00011416 | 0 | 0.23565 | 0.4128 | 0.2805 | 0.60481 | 0.43173 | 0
1516 | 1 | 9.63e-05 | 0.00031755 | 0 | 1.4098e-05 | 0.00011416 | 0 | 0.21664 | 0.394 | 0.27149 | 0.58862 | 0.26569 | 0
1517 | 1 | 9.2256e-05 | 0.00031833 | 0 | 3.7595e-05 | 0.00011416 | 0 | 0.2052 | 0.3626 | 0.37521 | 0.60112 | 0.077214 | 0
1518 | 1 | 0.00010601 | 0.00031909 | 0 | 9.3987e-05 | 0.00011416 | 0 | 0.19734 | 0.317 | 0.45203 | 0.62711 | 0.00178 | 0
1519 | 1 | 0.00013364 | 0.00031721 | 0 | 0.0001821 | 0.00011416 | 0.020998 | 0.18299 | 0.2828 | 0.67884 | 0.65484 | 0.016592 | 0
1520 | 1 | 0.00015763 | 0.00029737 | 0 | 0.0001586 | 0.00011416 | 0.11694 | 0.16457 | 0.2233 | 0.71609 | 0.66512 | 0.14976 | 0
1521 | 1 | 0.00017269 | 0.00026515 | 0 | 0.00014685 | 0.00011416 | 0.27766 | 0.12781 | 0.0916 | 0.64061 | 0.66696 | 0.18967 | 0.0011923
1522 | 1 | 0.00018237 | 0.00022196 | 0 | 0.00016448 | 0.00011416 | 0.40833 | 0.11424 | 0.0765 | 0.50122 | 0.67277 | 0.11122 | 0
1523 | 1 | 0.00018604 | 0.00018083 | 0 | 0.00018797 | 0.00011416 | 0.49233 | 0.1186 | 0.0434 | 0.3897 | 0.68063 | 0.032448 | 0
1524 | 1 | 0.00018658 | 0.00015724 | 0 | 0.00020677 | 0.00011416 | 0.52738 | 0.12442 | 0.0205 | 0.38982 | 0.67627 | 0.0013373 | 0
1525 | 1 | 0.00018524 | 0.00014389 | 0 | 0.00018797 | 0.00011416 | 0.51736 | 0.13072 | 0.0103 | 0.30071 | 0.66415 | 0.073557 | 0.07254
1526 | 1 | 0.00017713 | 0.00013791 | 0 | 0.00019032 | 0.00011416 | 0.4765 | 0.13489 | 0.0068 | 0.24263 | 0.62662 | 0.30527 | 0
1527 | 1 | 0.00016539 | 0.00013955 | 0 | 0.00021382 | 0.00011416 | 0.39073 | 0.14013 | 0.0061 | 0.19698 | 0.60365 | 0.39249 | 0
1528 | 1 | 0.00014908 | 0.00015041 | 0 | 0.00022322 | 0.00011416 | 0.2481 | 0.14168 | 0.0143 | 0.19491 | 0.58813 | 0.24223 | 0
1529 | 1 | 0.00013305 | 0.0001835 | 0 | 0.00022322 | 0.00011416 | 0.097723 | 0.14042 | 0.042 | 0.29766 | 0.61441 | 0.070496 | 0.0027634
1530 | 1 | 0.000118 | 0.00024145 | 0 | 0.00016448 | 0.00011416 | 0.013891 | 0.13664 | 0.0849 | 0.40845 | 0.64679 | 0.0017082 | 0
1531 | 1 | 0.00013378 | 0.00026374 | 0 | 0.00011748 | 0.00011416 | 0 | 0.14149 | 0.125 | 0.70684 | 0.66919 | 0.01423 | 0
1532 | 1 | 0.00015871 | 0.00027767 | 0 | 8.8113e-05 | 0.00011416 | 0 | 0.15031 | 0.1711 | 0.58583 | 0.66153 | 0.13412 | 0
1533 | 1 | 0.00014094 | 0.00029002 | 0 | 5.8742e-05 | 0.00011416 | 0 | 0.15952 | 0.2267 | 0.35488 | 0.65271 | 0.17269 | 0
1534 | 1 | 0.00012044 | 0.00030099 | 0 | 3.7595e-05 | 0.00011416 | 0 | 0.15477 | 0.2905 | 0.38179 | 0.64737 | 0.10263 | 0
1535 | 1 | 0.00011947 | 0.00030941 | 0 | 2.3497e-05 | 0.00011416 | 0 | 0.14498 | 0.3375 | 0.41234 | 0.65746 | 0.030666 | 0
1536 | 1 | 0.00012569 | 0.00031485 | 0 | 9.3987e-06 | 0.00011416 | 0 | 0.13761 | 0.3626 | 0.39542 | 0.62624 | 0.0013373 | 0
1537 | 1 | 0.00011343 | 0.00031796 | 0 | 5.8742e-06 | 0.00011416 | 0 | 0.13179 | 0.3598 | 0.3908 | 0.61247 | 0.06381 | 0
1538 | 1 | 0.00010966 | 0.00032083 | 0 | 2.3497e-06 | 0.00011416 | 0 | 0.12461 | 0.3389 | 0.3169 | 0.60151 | 0.26822 | 0
1539 | 1 | 0.00010565 | 0.0003233 | 0 | 1.1748e-06 | 0.00011416 | 0 | 0.11462 | 0.3103 | 0.30375 | 0.57931 | 0.34396 | 0
1540 | 1 | 9.3006e-05 | 0.000327 | 0 | 1.4098e-05 | 0.00011416 | 0 | 0.10764 | 0.3103 | 0.31458 | 0.56438 | 0.21317 | 0
1541 | 1 | 8.9558e-05 | 0.00032976 | 0 | 3.7595e-05 | 0.00011416 | 0 | 0.10037 | 0.3361 | 0.37205 | 0.5734 | 0.062162 | 0
1542 | 1 | 0.00010265 | 0.00033191 | 0 | 9.3987e-05 | 0.00011416 | 0 | 0.097071 | 0.364 | 0.5123 | 0.62973 | 0.0016155 | 0
1543 | 1 | 0.00013101 | 0.00032753 | 0 | 0.0001821 | 0.00011416 | 0.023906 | 0.099399 | 0.3969 | 0.67896 | 0.66036 | 0.011446 | 0
1544 | 1 | 0.00016241 | 0.00029135 | 0 | 0.0001586 | 0.00011416 | 0.12809 | 0.10725 | 0.3697 | 0.75517 | 0.67229 | 0.11501 | 0
1545 | 1 | 0.00018085 | 0.00025037 | 0 | 0.00014685 | 0.00011416 | 0.29074 | 0.098332 | 0.176 | 0.65607 | 0.67462 | 0.15168 | 0.0011811
1546 | 1 | 0.00019142 | 0.00019721 | 0 | 0.00016448 | 0.00011416 | 0.43111 | 0.081652 | 0.0937 | 0.53944 | 0.68742 | 0.091868 | 0
1547 | 1 | 0.00019257 | 0.00015655 | 0 | 0.00018797 | 0.00011416 | 0.51639 | 0.081749 | 0.1967 | 0.43475 | 0.69139 | 0.028393 | 0
1548 | 1 | 0.00019185 | 0.0001292 | 0 | 0.00020677 | 0.00011416 | 0.55306 | 0.079325 | 0.1731 | 0.36937 | 0.68073 | 0.0013373 | 0
1549 | 1 | 0.00019058 | 0.00011118 | 0 | 0.00018797 | 0.00011416 | 0.54127 | 0.080295 | 0.1317 | 0.26978 | 0.67006 | 0.054964 | 0
1550 | 1 | 0.00018089 | 0.00010071 | 0 | 0.00019032 | 0.00011416 | 0.48684 | 0.080586 | 0.1002 | 0.22729 | 0.64505 | 0.23429 | 0
1551 | 1 | 0.00016748 | 9.8645e-05 | 0 | 0.00021382 | 0.00011416 | 0.38653 | 0.073604 | 0.0803 | 0.28488 | 0.62042 | 0.29961 | 0
1552 | 1 | 0.00015081 | 0.00010715 | 0 | 0.00022322 | 0.00011416 | 0.24342 | 0.066524 | 0.0803 | 0.32968 | 0.60859 | 0.18653 | 0
1553 | 1 | 0.00013337 | 0.00014084 | 0 | 0.00022322 | 0.00011416 | 0.095784 | 0.064585 | 0.0777 | 0.34429 | 0.61819 | 0.054511 | 0.013617
1554 | 1 | 0.00011983 | 0.00019128 | 0 | 0.00016448 | 0.00011416 | 0.014053 | 0.072731 | 0.0937 | 0.44802 | 0.65707 | 0.0015261 | 0
1555 | 1 | 0.00013372 | 0.00021531 | 0 | 0.00011748 | 0.00011416 | 0 | 0.1024 | 0.1957 | 0.70684 | 0.67869 | 0.0090503 | 0
1556 | 1 | 0.00015472 | 0.00023386 | 0 | 8.8113e-05 | 0.00011416 | 0 | 0.12296 | 0.3854 | 0.60409 | 0.66192 | 0.097813 | 0
1557 | 1 | 0.00013869 | 0.00024861 | 0 | 5.8742e-05 | 0.00011416 | 0 | 0.12665 | 0.525 | 0.42099 | 0.64388 | 0.13243 | 0
1558 | 1 | 0.00012056 | 0.00026116 | 0 | 3.7595e-05 | 0.00011416 | 0 | 0.13111 | 0.5422 | 0.42415 | 0.63739 | 0.08189 | 0
1559 | 1 | 0.00012204 | 0.00027252 | 0 | 2.3497e-05 | 0.00011416 | 0 | 0.13392 | 0.4902 | 0.52873 | 0.64243 | 0.026235 | 0
1560 | 1 | 0.00012566 | 0.00028199 | 0 | 9.3987e-06 | 0.00011416 | 0 | 0.14207 | 0.4245 | 0.40881 | 0.63554 | 0.0013373 | 0
1561 | 1 | 0.00011071 | 0.0002918 | 0 | 5.8742e-06 | 0.00011416 | 0 | 0.16001 | 0.4815 | 0.3656 | 0.61741 | 0.045108 | 0
1562 | 1 | 9.824e-05 | 0.00030174 | 0 | 2.3497e-06 | 0.00011416 | 0 | 0.1699 | 0.5705 | 0.31897 | 0.60142 | 0.19607 | 0
1563 | 1 | 8.9756e-05 | 0.00030952 | 0 | 1.1748e-06 | 0.00011416 | 0 | 0.186 | 0.5677 | 0.23752 | 0.56622 | 0.24976 | 0
1564 | 1 | 7.4636e-05 | 0.00031647 | 0 | 1.4098e-05 | 0.00011416 | 0 | 0.18978 | 0.538 | 0.22072 | 0.54344 | 0.15647 | 0
1565 | 1 | 6.725e-05 | 0.00032308 | 0 | 3.7595e-05 | 0.00011416 | 0 | 0.18677 | 0.5494 | 0.21938 | 0.54499 | 0.045866 | 0
1566 | 1 | 7.0535e-05 | 0.00032884 | 0 | 9.3987e-05 | 0.00011416 | 0 | 0.19201 | 0.5733 | 0.25627 | 0.56302 | 0.0014192 | 0
1567 | 1 | 8.3633e-05 | 0.00032077 | 0 | 0.0001821 | 0.00011416 | 0.025036 | 0.19831 | 0.5394 | 0.38045 | 0.58668 | 0.0065588 | 0
1568 | 1 | 0.00010614 | 0.00026867 | 0 | 0.0001586 | 0.00011416 | 0.13197 | 0.20006 | 0.4027 | 0.42367 | 0.60762 | 0.078843 | 0.00047914
1569 | 1 | 0.00012803 | 0.00022466 | 0 | 0.00014685 | 0.00011416 | 0.28929 | 0.16699 | 0.1643 | 0.50925 | 0.63273 | 0.11077 | 0
1570 | 1 | 0.00014754 | 0.00017211 | 0 | 0.00016448 | 0.00011416 | 0.40995 | 0.1186 | 0.065 | 0.35537 | 0.62953 | 0.070468 | 0
1571 | 1 | 0.00015611 | 0.00012078 | 0 | 0.00018797 | 0.00011416 | 0.47504 | 0.089798 | 0.0353 | 0.28269 | 0.61392 | 0.023696 | 0
1572 | 1 | 0.00015802 | 8.805e-05 | 0 | 0.00020677 | 0.00011416 | 0.48587 | 0.081749 | 0.079 | 0.29571 | 0.60985 | 0.0013373 | 0.012859
1573 | 1 | 0.00016442 | 6.7986e-05 | 0 | 0.00018797 | 0.00011416 | 0.45663 | 0.074379 | 0.0952 | 0.21512 | 0.59172 | 0.036507 | 0
1574 | 1 | 0.00015471 | 5.8884e-05 | 0 | 0.00019032 | 0.00011416 | 0.39283 | 0.069531 | 0.1091 | 0.21963 | 0.58648 | 0.16225 | 0.0018163
1575 | 1 | 0.00013965 | 6.0521e-05 | 0 | 0.00021382 | 0.00011416 | 0.30738 | 0.065167 | 0.1185 | 0.1674 | 0.57107 | 0.20577 | 0.015667
1576 | 1 | 0.00012159 | 7.4122e-05 | 0 | 0.00022322 | 0.00011416 | 0.19577 | 0.062258 | 0.1107 | 0.12053 | 0.56283 | 0.12983 | 0.013126
1577 | 1 | 0.00010358 | 0.00011112 | 0 | 0.00022322 | 0.00011416 | 0.074786 | 0.06633 | 0.1024 | 0.15948 | 0.57058 | 0.038187 | 0.018765
1578 | 1 | 9.2392e-05 | 0.00015867 | 0 | 0.00016448 | 0.00011416 | 0.012114 | 0.085144 | 0.1169 | 0.33979 | 0.61354 | 0.0013174 | 0
1579 | 1 | 0.00010857 | 0.00018107 | 0 | 0.00011748 | 0.00011416 | 0 | 0.11104 | 0.1351 | 0.58059 | 0.65154 | 0.0045725 | 0
1580 | 1 | 0.00013283 | 0.00019426 | 0 | 8.8113e-05 | 0.00011416 | 0 | 0.13596 | 0.1557 | 0.45922 | 0.63865 | 0.062499 | 0
1581 | 1 | 0.00012031 | 0.00020529 | 0 | 5.8742e-05 | 0.00011416 | 0 | 0.15157 | 0.1711 | 0.32372 | 0.60277 | 0.091599 | 0
1582 | 1 | 0.00010516 | 0.00021647 | 0 | 3.7595e-05 | 0.00011416 | 0 | 0.15467 | 0.1721 | 0.39834 | 0.6082 | 0.060161 | 0
1583 | 1 | 0.00010987 | 0.00022752 | 0 | 2.3497e-05 | 0.00011416 | 0 | 0.15041 | 0.1614 | 0.43572 | 0.63234 | 0.021325 | 0
1584 | 1 | 0.0001171 | 0.00023932 | 0 | 9.3987e-06 | 0.00011416 | 0 | 0.14197 | 0.1502 | 0.35147 | 0.58009 | 0.0013373 | 0
1585 | 1 | 0.0001058 | 0.00025024 | 0 | 5.8742e-06 | 0.00011416 | 0 | 0.13809 | 0.1385 | 0.29718 | 0.56612 | 0.029075 | 0
1586 | 1 | 9.3648e-05 | 0.00025994 | 0 | 2.3497e-06 | 0.00011416 | 0 | 0.13635 | 0.1258 | 0.20964 | 0.55245 | 0.13256 | 0
1587 | 1 | 8.4634e-05 | 0.00026857 | 0 | 1.1748e-06 | 0.00011416 | 0 | 0.13033 | 0.1107 | 0.1428 | 0.53403 | 0.16727 | 0
1588 | 1 | 6.7855e-05 | 0.00027614 | 0 | 1.4098e-05 | 0.00011416 | 0 | 0.1187 | 0.0896 | 0.13136 | 0.52182 | 0.1064 | 0
1589 | 1 | 5.9445e-05 | 0.00028219 | 0 | 3.7595e-05 | 0.00011416 | 0 | 0.10919 | 0.0803 | 0.12966 | 0.51231 | 0.031417 | 0
1590 | 1 | 5.9701e-05 | 0.00028767 | 0 | 9.3987e-05 | 0.00011416 | 0 | 0.10968 | 0.0621 | 0.15218 | 0.51367 | 0.0012206 | 0
1591 | 1 | 6.7502e-05 | 0.00028276 | 0 | 0.0001821 | 0.00011416 | 0.025682 | 0.10095 | 0.0434 | 0.14865 | 0.52492 | 0.0030341 | 0
1592 | 1 | 8.3933e-05 | 0.00023034 | 0 | 0.0001586 | 0.00011416 | 0.12421 | 0.08718 | 0.0287 | 0.13903 | 0.51881 | 0.048587 | 0
1593 | 1 | 0.00010373 | 0.00018598 | 0 | 0.00014685 | 0.00011416 | 0.27282 | 0.071276 | 0.0101 | 0.17202 | 0.52492 | 0.074782 | 0
1594 | 1 | 0.00012393 | 0.00013689 | 0 | 0.00016448 | 0.00011416 | 0.39347 | 0.047227 | 0.0005 | 0.1316 | 0.5254 | 0.050911 | 0
1595 | 1 | 0.00013728 | 8.7744e-05 | 0 | 0.00018797 | 0.00011416 | 0.47198 | 0.039566 | 0.0014 | 0.13002 | 0.52366 | 0.019119 | 0
1596 | 1 | 0.00014356 | 5.3669e-05 | 0 | 0.00020677 | 0.00011416 | 0.50428 | 0.043445 | 0.0444 | 0.12016 | 0.53064 | 0.0013373 | 0
1597 | 1 | 0.00015122 | 3.3134e-05 | 0 | 0.00018797 | 0.00011416 | 0.49588 | 0.047517 | 0.0882 | 0.093621 | 0.52918 | 0.02158 | 0
1598 | 1 | 0.00013888 | 2.3848e-05 | 0 | 0.00019032 | 0.00011416 | 0.44387 | 0.055857 | 0.0434 | 0.08729 | 0.53335 | 0.10201 | 0
1599 | 1 | 0.00012218 | 2.5035e-05 | 0 | 0.00021382 | 0.00011416 | 0.35229 | 0.074476 | 0.0534 | 0.089116 | 0.51309 | 0.12781 | 0
1600 | 1 | 0.00010385 | 3.8309e-05 | 0 | 0.00022322 | 0.00011416 | 0.22371 | 0.070888 | 0.152 | 0.12187 | 0.5256 | 0.082233 | 0
1601 | 1 | 8.5217e-05 | 7.9215e-05 | 0 | 0.00022322 | 0.00011416 | 0.088193 | 0.088732 | 0.1936 | 0.11821 | 0.5224 | 0.024412 | 0
1602 | 1 | 7.4171e-05 | 0.0001364 | 0 | 0.00016448 | 0.00011416 | 0.014053 | 0.094647 | 0.1904 | 0.18395 | 0.54538 | 0.0011108 | 0.0047469
1603 | 1 | 9.3782e-05 | 0.00016322 | 0 | 0.00011748 | 0.00011416 | 0 | 0.10308 | 0.1493 | 0.50329 | 0.61208 | 0.0016988 | 0
1604 | 1 | 0.000125 | 0.00017692 | 0 | 8.8113e-05 | 0.00011416 | 0 | 0.10473 | 0.2165 | 0.53409 | 0.61547 | 0.034824 | 0
1605 | 1 | 0.00011761 | 0.00018809 | 0 | 5.8742e-05 | 0.00011416 | 0 | 0.11462 | 0.2867 | 0.3869 | 0.59822 | 0.057486 | 0
1606 | 1 | 0.00010266 | 0.00020107 | 0 | 3.7595e-05 | 0.00011416 | 0 | 0.1346 | 0.3103 | 0.38191 | 0.59696 | 0.041127 | 0
1607 | 1 | 0.00010423 | 0.00020866 | 0 | 2.3497e-05 | 0.00011416 | 0 | 0.14692 | 0.3225 | 0.28561 | 0.58484 | 0.016678 | 0
1608 | 1 | 0.00010925 | 0.0002148 | 0 | 9.3987e-06 | 0.00011416 | 0 | 0.1572 | 0.3911 | 0.17592 | 0.55565 | 0.0013373 | 0
1609 | 1 | 9.7792e-05 | 0.00022048 | 0 | 5.8742e-06 | 0.00011416 | 0 | 0.15002 | 0.4215 | 0.1579 | 0.52957 | 0.015499 | 0
1610 | 1 | 8.8281e-05 | 0.00022464 | 0 | 2.3497e-06 | 0.00011416 | 0 | 0.15021 | 0.4041 | 0.14183 | 0.51386 | 0.076556 | 0
1611 | 1 | 8.2599e-05 | 0.00022856 | 0 | 1.1748e-06 | 0.00011416 | 0 | 0.14566 | 0.2841 | 0.11164 | 0.50844 | 0.095102 | 0
1612 | 1 | 6.9306e-05 | 0.00023245 | 0 | 1.4098e-05 | 0.00011416 | 0 | 0.12645 | 0.1741 | 0.11273 | 0.50116 | 0.062032 | 0
1613 | 1 | 6.5727e-05 | 0.00023548 | 0 | 3.7595e-05 | 0.00011416 | 0 | 0.10173 | 0.125 | 0.14098 | 0.49952 | 0.018534 | 0
1614 | 1 | 7.9917e-05 | 0.00023842 | 0 | 9.3987e-05 | 0.00011416 | 0 | 0.088441 | 0.0809 | 0.30509 | 0.54072 | 0.0010078 | 0
1615 | 1 | 0.00011096 | 0.00023378 | 0 | 0.0001821 | 0.00011416 | 0.022452 | 0.07884 | 0.0633 | 0.42233 | 0.57553 | 0.00082711 | 0
1616 | 1 | 0.00013756 | 0.00020809 | 0 | 0.0001586 | 0.00011416 | 0.10176 | 0.072828 | 0.0627 | 0.45617 | 0.60752 | 0.023942 | 0
1617 | 1 | 0.00015373 | 0.00018136 | 0 | 0.00014685 | 0.00011416 | 0.21386 | 0.066234 | 0.0397 | 0.48916 | 0.63923 | 0.043087 | 0
1618 | 1 | 0.00016536 | 0.00015133 | 0 | 0.00016448 | 0.00011416 | 0.30948 | 0.056148 | 0.0232 | 0.45556 | 0.63642 | 0.032684 | 0
1619 | 1 | 0.00016997 | 0.00012343 | 0 | 0.00018797 | 0.00011416 | 0.3938 | 0.05256 | 0.0146 | 0.41734 | 0.62391 | 0.014455 | 0
1620 | 1 | 0.00017543 | 9.7929e-05 | 0 | 0.00020677 | 0.00011416 | 0.43305 | 0.051009 | 0.0088 | 0.35245 | 0.63205 | 0.0013373 | 0
1621 | 1 | 0.00017853 | 7.9133e-05 | 0 | 0.00018797 | 0.00011416 | 0.44064 | 0.053627 | 0.0186 | 0.3606 | 0.62129 | 0.0099928 | 0
1622 | 1 | 0.00017347 | 6.9684e-05 | 0 | 0.00019032 | 0.00011416 | 0.3917 | 0.059057 | 0.0357 | 0.31763 | 0.57243 | 0.052679 | 0
1623 | 1 | 0.00016448 | 6.954e-05 | 0 | 0.00021382 | 0.00011416 | 0.29301 | 0.056439 | 0.0483 | 0.26004 | 0.55943 | 0.064631 | 0
1624 | 1 | 0.00014908 | 7.9071e-05 | 0 | 0.00022322 | 0.00011416 | 0.18107 | 0.050039 | 0.0439 | 0.29815 | 0.56574 | 0.043006 | 0.0021394
1625 | 1 | 0.00013482 | 0.00010703 | 0 | 0.00022322 | 0.00011416 | 0.069456 | 0.044511 | 0.042 | 0.33516 | 0.60035 | 0.012969 | 0
1626 | 1 | 0.00012524 | 0.00014356 | 0 | 0.00016448 | 0.00011416 | 0.013084 | 0.043735 | 0.0588 | 0.37546 | 0.62788 | 0.00089592 | 0.0045463
1627 | 1 | 0.00014153 | 0.00016092 | 0 | 0.00011748 | 0.00011416 | 0 | 0.048293 | 0.074 | 0.55685 | 0.6528 | 0.00026432 | 0
1628 | 1 | 0.00016417 | 0.00017289 | 0 | 8.8113e-05 | 0.00011416 | 0 | 0.051202 | 0.0855 | 0.49793 | 0.63981 | 0.014435 | 0
1629 | 1 | 0.00014435 | 0.00018332 | 0 | 5.8742e-05 | 0.00011416 | 0 | 0.053627 | 0.091 | 0.29754 | 0.59899 | 0.029594 | 0
1630 | 1 | 0.00012338 | 0.0001905 | 0 | 3.7595e-05 | 0.00011416 | 0 | 0.054984 | 0.0959 | 0.3628 | 0.60413 | 0.024398 | 0
1631 | 1 | 0.00012331 | 0.00019527 | 0 | 2.3497e-05 | 0.00011416 | 0 | 0.05896 | 0.1053 | 0.37473 | 0.59696 | 0.012122 | 0
1632 | 1 | 0.00012699 | 0.00019958 | 0 | 9.3987e-06 | 0.00011416 | 0 | 0.058863 | 0.1084 | 0.22778 | 0.55488 | 0.0013373 | 0
1633 | 1 | 0.0001133 | 0.00020351 | 0 | 5.8742e-06 | 0.00011416 | 0 | 0.054791 | 0.093 | 0.14914 | 0.54159 | 0.0069846 | 0
1634 | 1 | 0.00010688 | 0.00020823 | 0 | 2.3497e-06 | 0.00011416 | 0 | 0.051687 | 0.074 | 0.11687 | 0.52967 | 0.039075 | 0
1635 | 1 | 0.00010001 | 0.00021341 | 0 | 1.1748e-06 | 0.00011416 | 0 | 0.051106 | 0.0621 | 0.11091 | 0.5223 | 0.047408 | 0
1636 | 1 | 8.6843e-05 | 0.00021672 | 0 | 1.4098e-05 | 0.00011416 | 0 | 0.04839 | 0.0727 | 0.10908 | 0.51745 | 0.032113 | 0
1637 | 1 | 8.3068e-05 | 0.00021913 | 0 | 3.7595e-05 | 0.00011416 | 0 | 0.047227 | 0.1225 | 0.15875 | 0.52094 | 0.0097645 | 0
1638 | 1 | 9.5009e-05 | 0.0002213 | 0 | 9.3987e-05 | 0.00011416 | 0 | 0.050427 | 0.176 | 0.3914 | 0.56031 | 0.0008213 | 0
1639 | 1 | 0.00012613 | 0.00021488 | 0 | 0.0001821 | 0.00011416 | 0.02439 | 0.054888 | 0.1957 | 0.58912 | 0.60772 | 7.933e-05 | 0
1640 | 1 | 0.00015857 | 0.0001841 | 0 | 0.0001586 | 0.00011416 | 0.10838 | 0.0609 | 0.1511 | 0.57962 | 0.63564 | 0.0094656 | 0
1641 | 1 | 0.00017421 | 0.0001542 | 0 | 0.00014685 | 0.00011416 | 0.22468 | 0.056439 | 0.098 | 0.54711 | 0.63264 | 0.021915 | 0.0011254
1642 | 1 | 0.00018463 | 0.00011928 | 0 | 0.00016448 | 0.00011416 | 0.31497 | 0.049554 | 0.1258 | 0.47456 | 0.6243 | 0.019427 | 0
1643 | 1 | 0.000187 | 9.2959e-05 | 0 | 0.00018797 | 0.00011416 | 0.39977 | 0.046257 | 0.0959 | 0.42318 | 0.61344 | 0.010619 | 0
1644 | 1 | 0.00018834 | 7.6044e-05 | 0 | 0.00020677 | 0.00011416 | 0.43256 | 0.042184 | 0.0746 | 0.37059 | 0.59754 | 0.0013373 | 0
1645 | 1 | 0.00018751 | 6.5941e-05 | 0 | 0.00018797 | 0.00011416 | 0.43127 | 0.043638 | 0.0703 | 0.33626 | 0.59579 | 0.0042568 | 0
1646 | 1 | 0.00018137 | 6.1686e-05 | 0 | 0.00019032 | 0.00011416 | 0.38992 | 0.047517 | 0.0771 | 0.29693 | 0.56622 | 0.026119 | 0.032002
1647 | 1 | 0.00017343 | 6.502e-05 | 0 | 0.00021382 | 0.00011416 | 0.30803 | 0.052366 | 0.0973 | 0.23837 | 0.55051 | 0.031154 | 0
1648 | 1 | 0.00015989 | 7.541e-05 | 0 | 0.00022322 | 0.00011416 | 0.18753 | 0.059251 | 0.1317 | 0.2329 | 0.55924 | 0.021683 | 0
1649 | 1 | 0.0001471 | 9.9422e-05 | 0 | 0.00022322 | 0.00011416 | 0.072525 | 0.064197 | 0.2065 | 0.28646 | 0.57349 | 0.0066753 | 0
1650 | 1 | 0.00013594 | 0.00014025 | 0 | 0.00016448 | 0.00011416 | 0.01276 | 0.076707 | 0.3669 | 0.40638 | 0.61344 | 0.00073737 | 0
1651 | 1 | 0.0001479 | 0.00015955 | 0 | 0.00011748 | 0.00011416 | 0 | 0.1058 | 0.5004 | 0.56513 | 0.65106 | 5.3757e-06 | 0
1652 | 1 | 0.00016861 | 0.00017017 | 0 | 8.8113e-05 | 0.00011416 | 0 | 0.12898 | 0.5062 | 0.45228 | 0.63845 | 0.0051952 | 0
1653 | 1 | 0.00014787 | 0.0001798 | 0 | 5.8742e-05 | 0.00011416 | 0 | 0.13819 | 0.4683 | 0.35914 | 0.6019 | 0.014612 | 0
1654 | 1 | 0.00012593 | 0.00018909 | 0 | 3.7595e-05 | 0.00011416 | 0 | 0.1442 | 0.4669 | 0.37874 | 0.59647 | 0.014416 | 0
1655 | 1 | 0.00012376 | 0.00019711 | 0 | 2.3497e-05 | 0.00011416 | 0 | 0.14692 | 0.4771 | 0.39323 | 0.59046 | 0.0089859 | 0
1656 | 1 | 0.00012651 | 0.00020336 | 0 | 9.3987e-06 | 0.00011416 | 0 | 0.15632 | 0.4727 | 0.27843 | 0.54402 | 0.0013373 | 0
1657 | 1 | 0.00011153 | 0.00020748 | 0 | 5.8742e-06 | 0.00011416 | 0 | 0.16379 | 0.4698 | 0.20282 | 0.52676 | 0.0035376 | 0
1658 | 1 | 9.8177e-05 | 0.00021255 | 0 | 2.3497e-06 | 0.00011416 | 0 | 0.17038 | 0.4186 | 0.14402 | 0.5191 | 0.022542 | 0
1659 | 1 | 9.0671e-05 | 0.00021711 | 0 | 1.1748e-06 | 0.00011416 | 0 | 0.15458 | 0.3825 | 0.13684 | 0.51231 | 0.026705 | 0
1660 | 1 | 7.7209e-05 | 0.00022134 | 0 | 1.4098e-05 | 0.00011416 | 0 | 0.14604 | 0.4143 | 0.11919 | 0.51096 | 0.01879 | 0
1661 | 1 | 7.3283e-05 | 0.00022488 | 0 | 3.7595e-05 | 0.00011416 | 0 | 0.141 | 0.4317 | 0.21366 | 0.51299 | 0.0058131 | 0
1662 | 1 | 8.4796e-05 | 0.00022822 | 0 | 9.3987e-05 | 0.00011416 | 0 | 0.14158 | 0.4595 | 0.3684 | 0.55187 | 0.00071072 | 0
1663 | 1 | 0.00011471 | 0.0002256 | 0 | 0.0001821 | 0.00011416 | 0.02229 | 0.14953 | 0.439 | 0.52508 | 0.602 | 7.3737e-07 | 0
1664 | 1 | 0.00014376 | 0.00020304 | 0 | 0.0001586 | 0.00011416 | 0.099661 | 0.14061 | 0.2589 | 0.51023 | 0.621 | 0.0041279 | 0
1665 | 1 | 0.00016315 | 0.00017007 | 0 | 0.00014685 | 0.00011416 | 0.22856 | 0.10444 | 0.1225 | 0.44254 | 0.61344 | 0.012599 | 0.023411
1666 | 1 | 0.00017531 | 0.00012638 | 0 | 0.00016448 | 0.00011416 | 0.35309 | 0.090768 | 0.1107 | 0.36718 | 0.61004 | 0.01296 | 0
1667 | 1 | 0.00017992 | 8.6762e-05 | 0 | 0.00018797 | 0.00011416 | 0.44225 | 0.087374 | 0.1153 | 0.34928 | 0.60588 | 0.0084813 | 0.13337
1668 | 1 | 0.00018314 | 6.2811e-05 | 0 | 0.00020677 | 0.00011416 | 0.48344 | 0.085822 | 0.1031 | 0.31836 | 0.5827 | 0.0013373 | 0.026643
1669 | 1 | 0.00018405 | 4.8167e-05 | 0 | 0.00018797 | 0.00011416 | 0.47408 | 0.084756 | 0.0889 | 0.25225 | 0.55633 | 0.0035376 | 0
1670 | 1 | 0.00017745 | 4.1561e-05 | 0 | 0.00019032 | 0.00011416 | 0.42756 | 0.074767 | 0.0679 | 0.22681 | 0.52598 | 0.022542 | 0.36026
1671 | 1 | 0.00016857 | 4.3524e-05 | 0 | 0.00021382 | 0.00011416 | 0.34938 | 0.073313 | 0.0498 | 0.20112 | 0.51997 | 0.026705 | 0.54116
1672 | 1 | 0.00015358 | 5.5141e-05 | 0 | 0.00022322 | 0.00011416 | 0.22307 | 0.076028 | 0.0336 | 0.20806 | 0.52783 | 0.01879 | 0.6372
1673 | 1 | 0.00013751 | 8.6537e-05 | 0 | 0.00022322 | 0.00011416 | 0.090938 | 0.081749 | 0.0332 | 0.25712 | 0.56409 | 0.0058131 | 0.51902
1674 | 1 | 0.00012028 | 0.00014528 | 0 | 0.00016448 | 0.00011416 | 0.015183 | 0.095811 | 0.091 | 0.39262 | 0.61053 | 0.00071072 | 0.24359
1675 | 1 | 0.00013223 | 0.00016968 | 0 | 0.00011748 | 0.00011416 | 0 | 0.12335 | 0.1652 | 0.58729 | 0.64931 | 7.3737e-07 | 0
1676 | 1 | 0.00015611 | 0.00018338 | 0 | 8.8113e-05 | 0.00011416 | 0 | 0.15322 | 0.1925 | 0.47638 | 0.63729 | 0.0041279 | 0
1677 | 1 | 0.00013543 | 0.00019731 | 0 | 5.8742e-05 | 0.00011416 | 0 | 0.17368 | 0.2098 | 0.29888 | 0.60471 | 0.012599 | 0
1678 | 1 | 0.00011386 | 0.00020987 | 0 | 3.7595e-05 | 0.00011416 | 0 | 0.18396 | 0.2043 | 0.31568 | 0.59327 | 0.01296 | 0
1679 | 1 | 0.00011096 | 0.000223 | 0 | 2.3497e-05 | 0.00011416 | 0 | 0.18697 | 0.1701 | 0.38897 | 0.57369 | 0.0084813 | 0
1680 | 1 | 0.00011281 | 0.00023578 | 0 | 9.3987e-06 | 0.00011416 | 0 | 0.19308 | 0.1169 | 0.31617 | 0.52841 | 0.0013373 | 0
1681 | 1 | 9.8335e-05 | 0.00024709 | 0 | 5.8742e-06 | 0.00011416 | 0 | 0.19279 | 0.0679 | 0.21049 | 0.49893 | 0.0055087 | 0
1682 | 1 | 8.5144e-05 | 0.00025673 | 0 | 2.3497e-06 | 0.00011416 | 0 | 0.20306 | 0.0513 | 0.17908 | 0.50233 | 0.032163 | 0
1683 | 1 | 7.8034e-05 | 0.00026575 | 0 | 1.1748e-06 | 0.00011416 | 0 | 0.20937 | 0.0703 | 0.15559 | 0.49602 | 0.038714 | 0
1684 | 1 | 6.4586e-05 | 0.00027346 | 0 | 1.4098e-05 | 0.00011416 | 0 | 0.20607 | 0.1217 | 0.13258 | 0.48972 | 0.026558 | 0
1685 | 1 | 5.9263e-05 | 0.0002815 | 0 | 3.7595e-05 | 0.00011416 | 0 | 0.22517 | 0.1801 | 0.16667 | 0.50204 | 0.0081223 | 0
1686 | 1 | 7.0479e-05 | 0.00029047 | 0 | 9.3987e-05 | 0.00011416 | 0 | 0.23487 | 0.2467 | 0.35147 | 0.55643 | 0.00077858 | 0
1687 | 1 | 0.00010158 | 0.00028438 | 0 | 0.0001821 | 0.00011416 | 0.028751 | 0.23138 | 0.3542 | 0.56793 | 0.61673 | 2.7661e-05 | 0
1688 | 1 | 0.00013593 | 0.00024699 | 0 | 0.0001586 | 0.00011416 | 0.12486 | 0.21771 | 0.3077 | 0.56513 | 0.64029 | 0.0071183 | 0
1689 | 1 | 0.00015472 | 0.00020357 | 0 | 0.00014685 | 0.00011416 | 0.25892 | 0.15351 | 0.1502 | 0.54565 | 0.62914 | 0.018018 | 0
1690 | 1 | 0.0001696 | 0.00014824 | 0 | 0.00016448 | 0.00011416 | 0.37038 | 0.1345 | 0.1831 | 0.45313 | 0.62468 | 0.016797 | 0.046354
1691 | 1 | 0.00017398 | 0.00011063 | 0 | 0.00018797 | 0.00011416 | 0.45437 | 0.16127 | 0.2638 | 0.37704 | 0.61916 | 0.0097796 | 0
1692 | 1 | 0.00017615 | 8.6844e-05 | 0 | 0.00020677 | 0.00011416 | 0.50476 | 0.18464 | 0.2396 | 0.30533 | 0.60345 | 0.0013373 | 0.73809
1693 | 1 | 0.00017586 | 7.1463e-05 | 0 | 0.00018797 | 0.00011416 | 0.51688 | 0.20006 | 0.1873 | 0.21682 | 0.56729 | 0.0093331 | 0.64415
1694 | 1 | 0.00016884 | 6.4877e-05 | 0 | 0.00019032 | 0.00011416 | 0.47747 | 0.18318 | 0.1368 | 0.19808 | 0.54024 | 0.04974 | 0.0052594
1695 | 1 | 0.00015925 | 6.7495e-05 | 0 | 0.00021382 | 0.00011416 | 0.37813 | 0.16437 | 0.0916 | 0.15656 | 0.53132 | 0.0609 | 0.062188
1696 | 1 | 0.00014417 | 7.9399e-05 | 0 | 0.00022322 | 0.00011416 | 0.23599 | 0.15487 | 0.0816 | 0.2206 | 0.53335 | 0.040656 | 0
1697 | 1 | 0.00012817 | 0.00011349 | 0 | 0.00022322 | 0.00011416 | 0.093846 | 0.1572 | 0.1145 | 0.26126 | 0.55255 | 0.012279 | 0
1698 | 1 | 0.00011151 | 0.00017291 | 0 | 0.00016448 | 0.00011416 | 0.016799 | 0.1731 | 0.2131 | 0.39494 | 0.62178 | 0.00088065 | 0.012135
1699 | 1 | 0.00012616 | 0.00019529 | 0 | 0.00011748 | 0.00011416 | 0 | 0.22382 | 0.2552 | 0.6148 | 0.64873 | 0.0002153 | 0
1700 | 1 | 0.00015011 | 0.0002069 | 0 | 8.8113e-05 | 0.00011416 | 0 | 0.26532 | 0.2176 | 0.41368 | 0.6338 | 0.013328 | 0
1701 | 1 | 0.00013132 | 0.00021903 | 0 | 5.8742e-05 | 0.00011416 | 0 | 0.28132 | 0.1862 | 0.2615 | 0.60568 | 0.027934 | 0
1702 | 1 | 0.00011045 | 0.00022885 | 0 | 3.7595e-05 | 0.00011416 | 0 | 0.27027 | 0.1539 | 0.28001 | 0.58455 | 0.023343 | 0
1703 | 1 | 0.00010845 | 0.00023807 | 0 | 2.3497e-05 | 0.00011416 | 0 | 0.27095 | 0.1557 | 0.31349 | 0.56486 | 0.01181 | 0
1704 | 1 | 0.00011187 | 0.00024744 | 0 | 9.3987e-06 | 0.00011416 | 0 | 0.23749 | 0.1721 | 0.2251 | 0.52152 | 0.0013373 | 0
1705 | 1 | 9.7678e-05 | 0.00025617 | 0 | 5.8742e-06 | 0.00011416 | 0 | 0.20229 | 0.1576 | 0.17543 | 0.49312 | 0.016421 | 0
1706 | 1 | 8.531e-05 | 0.00026413 | 0 | 2.3497e-06 | 0.00011416 | 0 | 0.18357 | 0.1595 | 0.17665 | 0.46936 | 0.080465 | 0
1707 | 1 | 7.8569e-05 | 0.00027108 | 0 | 1.1748e-06 | 0.00011416 | 0 | 0.17921 | 0.2098 | 0.12004 | 0.46636 | 0.10011 | 0
1708 | 1 | 6.5459e-05 | 0.00027718 | 0 | 1.4098e-05 | 0.00011416 | 0 | 0.18309 | 0.3514 | 0.10689 | 0.46325 | 0.065138 | 0
1709 | 1 | 6.2112e-05 | 0.00027959 | 0 | 3.7595e-05 | 0.00011416 | 0 | 0.18852 | 0.512 | 0.14463 | 0.49001 | 0.019439 | 0
1710 | 1 | 7.5457e-05 | 0.00028072 | 0 | 9.3987e-05 | 0.00011416 | 0 | 0.19608 | 0.6544 | 0.31495 | 0.54004 | 0.0010245 | 0
1711 | 1 | 0.00010608 | 0.00026943 | 0 | 0.0001821 | 0.00011416 | 0.026329 | 0.20685 | 0.7618 | 0.50012 | 0.6018 | 0.00094438 | 0
1712 | 1 | 0.00013768 | 0.00023969 | 0 | 0.0001586 | 0.00011416 | 0.10354 | 0.19511 | 0.7834 | 0.57938 | 0.63031 | 0.02557 | 0.0066411
1713 | 1 | 0.00015395 | 0.0002087 | 0 | 0.00014685 | 0.00011416 | 0.20804 | 0.16524 | 0.7608 | 0.5851 | 0.63642 | 0.045297 | 0.17912
1714 | 1 | 0.00016645 | 0.00017346 | 0 | 0.00016448 | 0.00011416 | 0.28832 | 0.1572 | 0.7126 | 0.44059 | 0.6306 | 0.034002 | 0.39155
1715 | 1 | 0.00016942 | 0.00014411 | 0 | 0.00018797 | 0.00011416 | 0.35552 | 0.15933 | 0.6909 | 0.37363 | 0.61625 | 0.014811 | 0.44531
1716 | 1 | 0.00017248 | 0.00012435 | 0 | 0.00020677 | 0.00011416 | 0.39089 | 0.17591 | 0.7025 | 0.31994 | 0.60423 | 0.0013373 | 0.60662
1717 | 1 | 0.00017415 | 0.00011593 | 0 | 0.00018797 | 0.00011416 | 0.37361 | 0.18008 | 0.7437 | 0.30411 | 0.58076 | 0.027722 | 0.81093
1718 | 1 | 0.00016682 | 0.00011546 | 0 | 0.00019032 | 0.00011416 | 0.314 | 0.17368 | 0.7816 | 0.29218 | 0.53423 | 0.1271 | 0.88372
1719 | 1 | 0.00015635 | 0.00012129 | 0 | 0.00021382 | 0.00011416 | 0.23712 | 0.17455 | 0.8017 | 0.24714 | 0.51619 | 0.1602 | 0.8268
1720 | 1 | 0.00014175 | 0.00013409 | 0 | 0.00022322 | 0.00011416 | 0.15361 | 0.1828 | 0.8132 | 0.24361 | 0.51483 | 0.10208 | 0.62925
1721 | 1 | 0.00012896 | 0.0001597 | 0 | 0.00022322 | 0.00011416 | 0.064448 | 0.18609 | 0.7343 | 0.31227 | 0.5413 | 0.030167 | 0.49425
1722 | 1 | 0.00012114 | 0.00019469 | 0 | 0.00016448 | 0.00011416 | 0.014214 | 0.19831 | 0.6008 | 0.45897 | 0.61092 | 0.0012018 | 0.21852
1723 | 1 | 0.00013439 | 0.00021153 | 0 | 0.00011748 | 0.00011416 | 0 | 0.21819 | 0.5691 | 0.66508 | 0.65086 | 0.0027751 | 0
1724 | 1 | 0.00015306 | 0.00022206 | 0 | 8.8113e-05 | 0.00011416 | 0 | 0.24952 | 0.5422 | 0.47675 | 0.63341 | 0.046078 | 0
1725 | 1 | 0.00013488 | 0.00023319 | 0 | 5.8742e-05 | 0.00011416 | 0 | 0.27085 | 0.4157 | 0.30131 | 0.61305 | 0.071687 | 0
1726 | 1 | 0.00011457 | 0.00024431 | 0 | 3.7595e-05 | 0.00011416 | 0 | 0.27366 | 0.2713 | 0.34271 | 0.59725 | 0.049183 | 0
1727 | 1 | 0.00011406 | 0.00025607 | 0 | 2.3497e-05 | 0.00011416 | 0 | 0.27298 | 0.2601 | 0.38532 | 0.58232 | 0.018696 | 0
1728 | 1 | 0.00011691 | 0.00026634 | 0 | 9.3987e-06 | 0.00011416 | 0 | 0.25698 | 0.3117 | 0.22084 | 0.53229 | 0.0013373 | 0
1729 | 1 | 9.9603e-05 | 0.00027383 | 0 | 5.8742e-06 | 0.00011416 | 0 | 0.23788 | 0.3782 | 0.1439 | 0.48837 | 0.04329 | 0
1730 | 1 | 8.5909e-05 | 0.00027875 | 0 | 2.3497e-06 | 0.00011416 | 0 | 0.23293 | 0.3697 | 0.13197 | 0.46161 | 0.18897 | 0
1731 | 1 | 7.8416e-05 | 0.00028215 | 0 | 1.1748e-06 | 0.00011416 | 0 | 0.22828 | 0.3361 | 0.12235 | 0.45366 | 0.2405 | 0
1732 | 1 | 6.298e-05 | 0.00028661 | 0 | 1.4098e-05 | 0.00011416 | 0 | 0.21984 | 0.3598 | 0.12223 | 0.45288 | 0.15088 | 0
1733 | 1 | 5.5588e-05 | 0.00029078 | 0 | 3.7595e-05 | 0.00011416 | 0 | 0.21509 | 0.4274 | 0.11042 | 0.44832 | 0.044255 | 0
1734 | 1 | 5.8923e-05 | 0.00029432 | 0 | 9.3987e-05 | 0.00011416 | 0 | 0.22091 | 0.512 | 0.16594 | 0.47353 | 0.0013984 | 0
1735 | 1 | 6.9402e-05 | 0.00028739 | 0 | 0.0001821 | 0.00011416 | 0.025521 | 0.22837 | 0.5437 | 0.18858 | 0.50514 | 0.006123 | 0
1736 | 1 | 8.3548e-05 | 0.00026335 | 0 | 0.0001586 | 0.00011416 | 0.10273 | 0.21218 | 0.5236 | 0.25067 | 0.53316 | 0.07537 | 0.0085354
1737 | 1 | 0.00010716 | 0.00022819 | 0 | 0.00014685 | 0.00011416 | 0.20481 | 0.19909 | 0.5789 | 0.46896 | 0.56099 | 0.10674 | 0.20764
1738 | 1 | 0.0001293 | 0.00019469 | 0 | 0.00016448 | 0.00011416 | 0.29446 | 0.2147 | 0.6301 | 0.47492 | 0.57369 | 0.068319 | 0.19686
1739 | 1 | 0.00013816 | 0.00016937 | 0 | 0.00018797 | 0.00011416 | 0.35455 | 0.22556 | 0.6062 | 0.35926 | 0.55643 | 0.023208 | 0.42942
1740 | 1 | 0.00014216 | 0.00015375 | 0 | 0.00020677 | 0.00011416 | 0.37054 | 0.23225 | 0.5733 | 0.32274 | 0.54693 | 0.0013373 | 0.52446
1741 | 1 | 0.00014957 | 0.00014561 | 0 | 0.00018797 | 0.00011416 | 0.36004 | 0.22469 | 0.5803 | 0.31994 | 0.52182 | 0.061516 | 0.47153
1742 | 1 | 0.00014107 | 0.00014344 | 0 | 0.00019032 | 0.00011416 | 0.32111 | 0.20976 | 0.5995 | 0.23594 | 0.50291 | 0.25945 | 0.16452
1743 | 1 | 0.00012954 | 0.00014716 | 0 | 0.00021382 | 0.00011416 | 0.25359 | 0.20559 | 0.6102 | 0.17008 | 0.48226 | 0.33249 | 0.11698
1744 | 1 | 0.00011602 | 0.00015657 | 0 | 0.00022322 | 0.00011416 | 0.16476 | 0.21713 | 0.6062 | 0.17848 | 0.48526 | 0.20629 | 0.15942
1745 | 1 | 0.00010521 | 0.00017444 | 0 | 0.00022322 | 0.00011416 | 0.071555 | 0.23701 | 0.5705 | 0.17641 | 0.51774 | 0.060186 | 0.41488
1746 | 1 | 9.8356e-05 | 0.00020805 | 0 | 0.00016448 | 0.00011416 | 0.014537 | 0.24641 | 0.5691 | 0.31093 | 0.58862 | 0.0015928 | 0.27515
1747 | 1 | 0.00011132 | 0.00022359 | 0 | 0.00011748 | 0.00011416 | 0 | 0.2341 | 0.6262 | 0.617 | 0.62323 | 0.010812 | 0
1748 | 1 | 0.00013202 | 0.00023143 | 0 | 8.8113e-05 | 0.00011416 | 0 | 0.22294 | 0.6196 | 0.57061 | 0.61431 | 0.11054 | 0
1749 | 1 | 0.00011878 | 0.00024096 | 0 | 5.8742e-05 | 0.00011416 | 0 | 0.21005 | 0.6102 | 0.41149 | 0.58707 | 0.1467 | 0
1750 | 1 | 0.00010321 | 0.0002501 | 0 | 3.7595e-05 | 0.00011416 | 0 | 0.19162 | 0.5926 | 0.42306 | 0.5668 | 0.089302 | 0
1751 | 1 | 0.00010714 | 0.00025804 | 0 | 2.3497e-05 | 0.00011416 | 0 | 0.17126 | 0.555 | 0.46299 | 0.55119 | 0.027843 | 0
1752 | 1 | 0.00011409 | 0.00026423 | 0 | 9.3987e-06 | 0.00011416 | 0 | 0.15273 | 0.5178 | 0.33041 | 0.49806 | 0.0013373 | 0
1753 | 1 | 0.00010162 | 0.00026945 | 0 | 5.8742e-06 | 0.00011416 | 0 | 0.13819 | 0.5091 | 0.29133 | 0.47547 | 0.084249 | 0
1754 | 1 | 8.9253e-05 | 0.00027409 | 0 | 2.3497e-06 | 0.00011416 | 0 | 0.13848 | 0.4727 | 0.23947 | 0.44483 | 0.34559 | 0
1755 | 1 | 8.0364e-05 | 0.00027763 | 0 | 1.1748e-06 | 0.00011416 | 0 | 0.13499 | 0.439 | 0.17994 | 0.42476 | 0.44538 | 0
1756 | 1 | 6.4208e-05 | 0.00028002 | 0 | 1.4098e-05 | 0.00011416 | 0 | 0.1313 | 0.4288 | 0.11079 | 0.4205 | 0.27383 | 0
1757 | 1 | 5.6144e-05 | 0.0002827 | 0 | 3.7595e-05 | 0.00011416 | 0 | 0.13353 | 0.3683 | 0.12917 | 0.42098 | 0.079544 | 0
1758 | 1 | 5.6436e-05 | 0.00028579 | 0 | 9.3987e-05 | 0.00011416 | 0 | 0.13266 | 0.3037 | 0.093742 | 0.43436 | 0.0018044 | 0
1759 | 1 | 6.1062e-05 | 0.0002824 | 0 | 0.0001821 | 0.00011416 | 0.020029 | 0.12791 | 0.2589 | 0.093255 | 0.4427 | 0.017434 | 0
1760 | 1 | 6.5365e-05 | 0.00026654 | 0 | 0.0001586 | 0.00011416 | 0.089485 | 0.12849 | 0.2455 | 0.14244 | 0.46364 | 0.15523 | 0.0099617
1761 | 1 | 8.4809e-05 | 0.00024288 | 0 | 0.00014685 | 0.00011416 | 0.18091 | 0.1249 | 0.1936 | 0.21658 | 0.49021 | 0.19557 | 0.17888
1762 | 1 | 0.00010805 | 0.00021357 | 0 | 0.00016448 | 0.00011416 | 0.2649 | 0.11579 | 0.1585 | 0.26771 | 0.50756 | 0.11419 | 0.41529
1763 | 1 | 0.00012358 | 0.00018907 | 0 | 0.00018797 | 0.00011416 | 0.314 | 0.10541 | 0.113 | 0.30558 | 0.51852 | 0.033057 | 0.65774
1764 | 1 | 0.00013359 | 0.00017379 | 0 | 0.00020677 | 0.00011416 | 0.33856 | 0.095811 | 0.0752 | 0.31909 | 0.5223 | 0.0013373 | 0.85605
1765 | 1 | 0.00014415 | 0.00016407 | 0 | 0.00018797 | 0.00011416 | 0.31933 | 0.09038 | 0.0577 | 0.22778 | 0.4903 | 0.11199 | 0.96984
1766 | 1 | 0.000134 | 0.00015996 | 0 | 0.00019032 | 0.00011416 | 0.27782 | 0.093871 | 0.0488 | 0.17288 | 0.46965 | 0.44895 | 1.0153
1767 | 1 | 0.00012049 | 0.00016184 | 0 | 0.00021382 | 0.00011416 | 0.21531 | 0.10367 | 0.0439 | 0.12138 | 0.4459 | 0.58129 | 0.86451
1768 | 1 | 0.0001071 | 0.0001696 | 0 | 0.00022322 | 0.00011416 | 0.1381 | 0.11588 | 0.0434 | 0.099343 | 0.43901 | 0.3547 | 0.74111
1769 | 1 | 9.7768e-05 | 0.00018604 | 0 | 0.00022322 | 0.00011416 | 0.058957 | 0.12907 | 0.0593 | 0.10007 | 0.45734 | 0.10266 | 0.5185
1770 | 1 | 9.1402e-05 | 0.00021568 | 0 | 0.00016448 | 0.00011416 | 0.014376 | 0.13722 | 0.1193 | 0.29827 | 0.51823 | 0.0020339 | 0.2406
1771 | 1 | 0.00010662 | 0.00023153 | 0 | 0.00011748 | 0.00011416 | 0 | 0.14866 | 0.1978 | 0.53531 | 0.58047 | 0.026323 | 0
1772 | 1 | 0.00013111 | 0.00023928 | 0 | 8.8113e-05 | 0.00011416 | 0 | 0.15962 | 0.2626 | 0.50146 | 0.59201 | 0.21058 | 0
1773 | 1 | 0.00012178 | 0.00024857 | 0 | 5.8742e-05 | 0.00011416 | 0 | 0.16107 | 0.2867 | 0.30351 | 0.57136 | 0.25424 | 0
1774 | 1 | 0.00010599 | 0.0002565 | 0 | 3.7595e-05 | 0.00011416 | 0 | 0.15254 | 0.2841 | 0.30217 | 0.5543 | 0.14333 | 0
1775 | 1 | 0.00010634 | 0.0002645 | 0 | 2.3497e-05 | 0.00011416 | 0 | 0.13829 | 0.2713 | 0.34514 | 0.50213 | 0.038885 | 0
1776 | 1 | 0.00010997 | 0.00027198 | 0 | 9.3987e-06 | 0.00011416 | 0 | 0.12587 | 0.2528 | 0.16752 | 0.44832 | 0.0013373 | 0
1777 | 1 | 9.7855e-05 | 0.00027796 | 0 | 5.8742e-06 | 0.00011416 | 0 | 0.12025 | 0.2221 | 0.15522 | 0.4171 | 0.13735 | 0
1778 | 1 | 8.7492e-05 | 0.00028293 | 0 | 2.3497e-06 | 0.00011416 | 0 | 0.11152 | 0.1852 | 0.145 | 0.4013 | 0.54226 | 0
1779 | 1 | 8.214e-05 | 0.00028597 | 0 | 1.1748e-06 | 0.00011416 | 0 | 0.10493 | 0.1502 | 0.13526 | 0.39936 | 0.70429 | 0
1780 | 1 | 7.0243e-05 | 0.00028692 | 0 | 1.4098e-05 | 0.00011416 | 0 | 0.10027 | 0.1342 | 0.10129 | 0.40207 | 0.42759 | 0
1781 | 1 | 6.7625e-05 | 0.00028685 | 0 | 3.7595e-05 | 0.00011416 | 0 | 0.092223 | 0.1359 | 0.10299 | 0.4141 | 0.12346 | 0
1782 | 1 | 8.2346e-05 | 0.00028751 | 0 | 9.3987e-05 | 0.00011416 | 0 | 0.079325 | 0.1456 | 0.25664 | 0.484 | 0.0022254 | 0
1783 | 1 | 0.0001153 | 0.00028152 | 0 | 0.0001821 | 0.00011416 | 0.026167 | 0.070694 | 0.1539 | 0.41076 | 0.54082 | 0.035018 | 0
1784 | 1 | 0.00014563 | 0.00025875 | 0 | 0.0001586 | 0.00011416 | 0.097076 | 0.060512 | 0.0952 | 0.42549 | 0.57378 | 0.26174 | 0.0090146
1785 | 1 | 0.00016521 | 0.0002239 | 0 | 0.00014685 | 0.00011416 | 0.19981 | 0.052851 | 0.0503 | 0.37485 | 0.58968 | 0.30723 | 0.18677
1786 | 1 | 0.00017944 | 0.00017823 | 0 | 0.00016448 | 0.00011416 | 0.29947 | 0.052366 | 0.0473 | 0.44047 | 0.5957 | 0.16913 | 0.39676
1787 | 1 | 0.00018588 | 0.00014076 | 0 | 0.00018797 | 0.00011416 | 0.37587 | 0.052269 | 0.042 | 0.41758 | 0.58726 | 0.043863 | 0.62654
1788 | 1 | 0.00018887 | 0.0001157 | 0 | 0.00020677 | 0.00011416 | 0.4043 | 0.051009 | 0.0299 | 0.3858 | 0.57223 | 0.0013373 | 0.79924
1789 | 1 | 0.00019191 | 0.00010055 | 0 | 0.00018797 | 0.00011416 | 0.39929 | 0.045675 | 0.0151 | 0.4927 | 0.56506 | 0.16191 | 0.85283
1790 | 1 | 0.00018667 | 9.3573e-05 | 0 | 0.00019032 | 0.00011416 | 0.35099 | 0.040438 | 0.0048 | 0.42854 | 0.53316 | 0.63184 | 0.9285
1791 | 1 | 0.00017713 | 9.4186e-05 | 0 | 0.00021382 | 0.00011416 | 0.28622 | 0.038596 | 0.0005 | 0.39347 | 0.52249 | 0.8226 | 0.83448
1792 | 1 | 0.00016289 | 0.00010051 | 0 | 0.00022322 | 0.00011416 | 0.18769 | 0.033941 | 0.0001 | 0.35135 | 0.51503 | 0.4975 | 0.75641
1793 | 1 | 0.00015039 | 0.00012008 | 0 | 0.00022322 | 0.00011416 | 0.084477 | 0.031711 | 0.0005 | 0.32372 | 0.53607 | 0.14337 | 0.53014
1794 | 1 | 0.00013758 | 0.00016195 | 0 | 0.00016448 | 0.00011416 | 0.019383 | 0.035202 | 0.0068 | 0.39396 | 0.58726 | 0.0023987 | 0.29297
1795 | 1 | 0.00014699 | 0.00018821 | 0 | 0.00011748 | 0.00011416 | 0 | 0.051106 | 0.0265 | 0.64561 | 0.61557 | 0.043843 | 0
1796 | 1 | 0.00016956 | 0.00020328 | 0 | 8.8113e-05 | 0.00011416 | 0 | 0.069725 | 0.0703 | 0.53811 | 0.61227 | 0.31169 | 0
1797 | 1 | 0.00015007 | 0.00021543 | 0 | 5.8742e-05 | 0.00011416 | 0 | 0.093289 | 0.1377 | 0.36986 | 0.59327 | 0.35811 | 0
1798 | 1 | 0.00012763 | 0.00022527 | 0 | 3.7595e-05 | 0.00011416 | 0 | 0.10696 | 0.2244 | 0.26163 | 0.5699 | 0.19357 | 0
1799 | 1 | 0.0001264 | 0.00023319 | 0 | 2.3497e-05 | 0.00011416 | 0 | 0.10822 | 0.3103 | 0.33528 | 0.54411 | 0.048455 | 0
1800 | 1 | 0.0001287 | 0.00024057 | 0 | 9.3987e-06 | 0.00011416 | 0 | 0.1025 | 0.3811 | 0.34173 | 0.50805 | 0.0013373 | 0
1801 | 1 | 0.00011333 | 0.00024875 | 0 | 5.8742e-06 | 0.00011416 | 0 | 0.09358 | 0.4128 | 0.23521 | 0.46228 | 0.18448 | 0
1802 | 1 | 0.00010084 | 0.00025671 | 0 | 2.3497e-06 | 0.00011416 | 0 | 0.091059 | 0.407 | 0.18688 | 0.43737 | 0.71362 | 0
1803 | 1 | 9.3677e-05 | 0.00026333 | 0 | 1.1748e-06 | 0.00011416 | 0 | 0.089895 | 0.3811 | 0.15291 | 0.42302 | 0.93076 | 0
1804 | 1 | 8.0567e-05 | 0.00026967 | 0 | 1.4098e-05 | 0.00011416 | 0 | 0.094162 | 0.3754 | 0.15985 | 0.42379 | 0.56127 | 0
1805 | 1 | 7.679e-05 | 0.00027534 | 0 | 3.7595e-05 | 0.00011416 | 0 | 0.094453 | 0.3811 | 0.21731 | 0.44629 | 0.16152 | 0
1806 | 1 | 9.0146e-05 | 0.00027847 | 0 | 9.3987e-05 | 0.00011416 | 0 | 0.094647 | 0.3252 | 0.3914 | 0.49331 | 0.0025498 | 0
1807 | 1 | 0.00012515 | 0.00026186 | 0 | 0.0001821 | 0.00011416 | 0.032466 | 0.098623 | 0.2407 | 0.52812 | 0.55003 | 0.052239 | 0
1808 | 1 | 0.00016082 | 0.00021394 | 0 | 0.0001586 | 0.00011416 | 0.12938 | 0.089992 | 0.1791 | 0.54918 | 0.57979 | 0.35786 | 0.010452
1809 | 1 | 0.00017855 | 0.00017078 | 0 | 0.00014685 | 0.00011416 | 0.25796 | 0.066621 | 0.1701 | 0.46591 | 0.58804 | 0.40457 | 0.1756
1810 | 1 | 0.0001919 | 0.00011081 | 0 | 0.00016448 | 0.00011416 | 0.36085 | 0.05576 | 0.2455 | 0.44692 | 0.58648 | 0.21566 | 0.40785
1811 | 1 | 0.00019644 | 6.545e-05 | 0 | 0.00018797 | 0.00011416 | 0.43353 | 0.059057 | 0.2905 | 0.42135 | 0.57165 | 0.052517 | 0.64225
1812 | 1 | 0.00019751 | 4.107e-05 | 0 | 0.00020677 | 0.00011416 | 0.47101 | 0.059833 | 0.2626 | 0.4121 | 0.55459 | 0.0013373 | 0.84887
1813 | 1 | 0.00019642 | 2.6568e-05 | 0 | 0.00018797 | 0.00011416 | 0.46988 | 0.062355 | 0.2187 | 0.32299 | 0.52705 | 0.19407 | 0.95999
1814 | 1 | 0.00018936 | 1.9676e-05 | 0 | 0.00019032 | 0.00011416 | 0.41431 | 0.062258 | 0.1741 | 0.26065 | 0.484 | 0.74821 | 0.9312
1815 | 1 | 0.00018155 | 2.0269e-05 | 0 | 0.00021382 | 0.00011416 | 0.33096 | 0.062645 | 0.1342 | 0.19394 | 0.465 | 0.97655 | 0.88665
1816 | 1 | 0.0001668 | 2.9002e-05 | 0 | 0.00022322 | 0.00011416 | 0.2242 | 0.064585 | 0.1039 | 0.16874 | 0.48138 | 0.58822 | 0.75951
1817 | 1 | 0.00015181 | 5.5182e-05 | 0 | 0.00022322 | 0.00011416 | 0.10338 | 0.068367 | 0.0862 | 0.22036 | 0.49719 | 0.16918 | 0.54149
1818 | 1 | 0.00013463 | 0.00010834 | 0 | 0.00016448 | 0.00011416 | 0.022452 | 0.076901 | 0.0903 | 0.32627 | 0.55585 | 0.002612 | 0.26345
1819 | 1 | 0.00014062 | 0.000141 | 0 | 0.00011748 | 0.00011416 | 0 | 0.09969 | 0.1662 | 0.61724 | 0.61761 | 0.055877 | 0
1820 | 1 | 0.00016319 | 0.00015757 | 0 | 8.8113e-05 | 0.00011416 | 0 | 0.12616 | 0.309 | 0.55405 | 0.61877 | 0.37753 | 0
1821 | 1 | 0.00014652 | 0.00017019 | 0 | 5.8742e-05 | 0.00011416 | 0 | 0.14633 | 0.4522 | 0.29352 | 0.58687 | 0.42423 | 0
1822 | 1 | 0.00012482 | 0.00018021 | 0 | 3.7595e-05 | 0.00011416 | 0 | 0.15303 | 0.5621 | 0.2525 | 0.56341 | 0.22494 | 0
1823 | 1 | 0.00012093 | 0.00018958 | 0 | 2.3497e-05 | 0.00011416 | 0 | 0.1538 | 0.6209 | 0.25639 | 0.54179 | 0.054203 | 0
1824 | 1 | 0.00012288 | 0.00019811 | 0 | 9.3987e-06 | 0.00011416 | 0 | 0.15138 | 0.6288 | 0.17458 | 0.50553 | 0.0013373 | 0
1825 | 1 | 0.00010826 | 0.00020557 | 0 | 5.8742e-06 | 0.00011416 | 0 | 0.15041 | 0.6062 | 0.1747 | 0.44852 | 0.19899 | 0
1826 | 1 | 9.6007e-05 | 0.00021105 | 0 | 2.3497e-06 | 0.00011416 | 0 | 0.14682 | 0.5747 | 0.13258 | 0.43708 | 0.76592 | 0
1827 | 1 | 9.0486e-05 | 0.00021519 | 0 | 1.1748e-06 | 0.00011416 | 0 | 0.14701 | 0.538 | 0.091308 | 0.43262 | 1 | 0
1828 | 1 | 7.7558e-05 | 0.00021901 | 0 | 1.4098e-05 | 0.00011416 | 0 | 0.1507 | 0.5106 | 0.092281 | 0.43436 | 0.60202 | 0
1829 | 1 | 7.3169e-05 | 0.00022384 | 0 | 3.7595e-05 | 0.00011416 | 0 | 0.15671 | 0.4917 | 0.1551 | 0.44764 | 0.17311 | 0
1830 | 1 | 8.5442e-05 | 0.00022746 | 0 | 9.3987e-05 | 0.00011416 | 0 | 0.16544 | 0.4566 | 0.27502 | 0.50048 | 0.0026435 | 0
1831 | 1 | 0.00011708 | 0.00021472 | 0 | 0.0001821 | 0.00011416 | 0.034405 | 0.16912 | 0.4157 | 0.43572 | 0.55594 | 0.057758 | 0
1832 | 1 | 0.00014806 | 0.00017974 | 0 | 0.0001586 | 0.00011416 | 0.12777 | 0.15526 | 0.343 | 0.48442 | 0.58455 | 0.38764 | 0.012357
1833 | 1 | 0.0001678 | 0.00014151 | 0 | 0.00014685 | 0.00011416 | 0.24342 | 0.12869 | 0.2651 | 0.49038 | 0.58445 | 0.43429 | 0.20532
1834 | 1 | 0.00018097 | 9.889e-05 | 0 | 0.00016448 | 0.00011416 | 0.32224 | 0.12287 | 0.2614 | 0.44181 | 0.57495 | 0.22968 | 0.42006
1835 | 1 | 0.00018377 | 6.7147e-05 | 0 | 0.00018797 | 0.00011416 | 0.38637 | 0.12519 | 0.3103 | 0.35793 | 0.56525 | 0.05506 | 0.65919
1836 | 1 | 0.00018529 | 4.3974e-05 | 0 | 0.00020677 | 0.00011416 | 0.43095 | 0.13906 | 0.3683 | 0.32798 | 0.54305 | 0.0013373 | 0.86941
1837 | 1 | 0.0001861 | 3.068e-05 | 0 | 0.00018797 | 0.00011416 | 0.43192 | 0.14633 | 0.4056 | 0.2458 | 0.51503 | 0.19407 | 0.89384
1838 | 1 | 0.0001791 | 2.665e-05 | 0 | 0.00019032 | 0.00011416 | 0.39557 | 0.16292 | 0.4522 | 0.17689 | 0.48342 | 0.74821 | 0.95246
1839 | 1 | 0.00016897 | 3.0905e-05 | 0 | 0.00021382 | 0.00011416 | 0.32127 | 0.19647 | 0.5207 | 0.11541 | 0.4714 | 0.97655 | 0.90744
1840 | 1 | 0.00015341 | 4.3851e-05 | 0 | 0.00022322 | 0.00011416 | 0.20659 | 0.23177 | 0.5437 | 0.10786 | 0.48817 | 0.58822 | 0.77637
1841 | 1 | 0.00013971 | 7.1177e-05 | 0 | 0.00022322 | 0.00011416 | 0.090777 | 0.25582 | 0.4756 | 0.13514 | 0.52259 | 0.16918 | 0.55484
1842 | 1 | 0.00012532 | 0.00011765 | 0 | 0.00016448 | 0.00011416 | 0.01906 | 0.28317 | 0.5981 | 0.27319 | 0.56225 | 0.002612 | 0.2689
1843 | 1 | 0.00013491 | 0.00014415 | 0 | 0.00011748 | 0.00011416 | 0 | 0.31982 | 0.7508 | 0.45337 | 0.57912 | 0.055877 | 0
1844 | 1 | 0.00015792 | 0.00015865 | 0 | 8.8113e-05 | 0.00011416 | 0 | 0.35008 | 0.7789 | 0.31471 | 0.5702 | 0.37753 | 0
1845 | 1 | 0.00014054 | 0.00017256 | 0 | 5.8742e-05 | 0.00011416 | 0 | 0.3495 | 0.7695 | 0.15376 | 0.53578 | 0.42423 | 0
1846 | 1 | 0.00011957 | 0.00018371 | 0 | 3.7595e-05 | 0.00011416 | 0 | 0.33825 | 0.7723 | 0.17202 | 0.52928 | 0.22494 | 0
1847 | 1 | 0.00011694 | 0.00019295 | 0 | 2.3497e-05 | 0.00011416 | 0 | 0.33931 | 0.7779 | 0.20441 | 0.5286 | 0.054203 | 0
1848 | 1 | 0.00012055 | 0.00020077 | 0 | 9.3987e-06 | 0.00011416 | 0 | 0.3302 | 0.7704 | 0.11176 | 0.48846 | 0.0013373 | 0
1849 | 1 | 0.00010672 | 0.00020778 | 0 | 5.8742e-06 | 0.00011416 | 0 | 0.30285 | 0.7437 | 0.068907 | 0.45181 | 0.17981 | 0
1850 | 1 | 9.482e-05 | 0.0002142 | 0 | 2.3497e-06 | 0.00011416 | 0 | 0.28355 | 0.7115 | 0.083151 | 0.42505 | 0.69673 | 0
1851 | 1 | 8.7891e-05 | 0.00021989 | 0 | 1.1748e-06 | 0.00011416 | 0 | 0.26154 | 0.7036 | 0.054419 | 0.42147 | 0.90842 | 0
1852 | 1 | 7.5126e-05 | 0.00022339 | 0 | 1.4098e-05 | 0.00011416 | 0 | 0.25233 | 0.7816 | 0.043949 | 0.43688 | 0.5481 | 0
1853 | 1 | 7.1989e-05 | 0.00022619 | 0 | 3.7595e-05 | 0.00011416 | 0 | 0.24816 | 0.7637 | 0.070002 | 0.45346 | 0.15777 | 0
1854 | 1 | 8.4313e-05 | 0.00022866 | 0 | 9.3987e-05 | 0.00011416 | 0.0043612 | 0.23478 | 0.7941 | 0.22656 | 0.51183 | 0.0025191 | 0
1855 | 1 | 0.00011455 | 0.00022147 | 0 | 0.0001821 | 0.00011416 | 0.035374 | 0.23284 | 0.8124 | 0.39469 | 0.5542 | 0.050481 | 0
1856 | 1 | 0.00014382 | 0.00019854 | 0 | 0.0001586 | 0.00011416 | 0.12179 | 0.21907 | 0.8092 | 0.4625 | 0.56632 | 0.34828 | 0.014263
1857 | 1 | 0.00016107 | 0.00016878 | 0 | 0.00014685 | 0.00011416 | 0.23227 | 0.21266 | 0.8026 | 0.47979 | 0.57049 | 0.39498 | 0.19322
1858 | 1 | 0.00017272 | 0.00013663 | 0 | 0.00016448 | 0.00011416 | 0.33145 | 0.20045 | 0.7941 | 0.4048 | 0.56787 | 0.21111 | 0.40073
1859 | 1 | 0.00017901 | 0.00010781 | 0 | 0.00018797 | 0.00011416 | 0.40963 | 0.17727 | 0.7879 | 0.45094 | 0.54489 | 0.051687 | 0.63978
1860 | 1 | 0.00018499 | 8.6128e-05 | 0 | 0.00020677 | 0.00011416 | 0.45421 | 0.16864 | 0.7761 | 0.35099 | 0.52211 | 0.0013373 | 0.81062
1861 | 1 | 0.00018828 | 7.3651e-05 | 0 | 0.00018797 | 0.00011416 | 0.4618 | 0.17388 | 0.7704 | 0.35379 | 0.48778 | 0.15763 | 0.86333
1862 | 1 | 0.00018308 | 6.9172e-05 | 0 | 0.00019032 | 0.00011416 | 0.44016 | 0.18241 | 0.7779 | 0.39506 | 0.45792 | 0.61627 | 0.91976
1863 | 1 | 0.00017582 | 7.2629e-05 | 0 | 0.00021382 | 0.00011416 | 0.3665 | 0.19065 | 0.7789 | 0.32274 | 0.45113 | 0.80203 | 0.876
1864 | 1 | 0.00016154 | 8.4737e-05 | 0 | 0.00022322 | 0.00011416 | 0.24213 | 0.1956 | 0.787 | 0.34064 | 0.481 | 0.48536 | 0.7363
1865 | 1 | 0.00014844 | 0.00010791 | 0 | 0.00022322 | 0.00011416 | 0.10596 | 0.18968 | 0.7888 | 0.44996 | 0.5094 | 0.13991 | 0.55657
1866 | 1 | 0.00013834 | 0.00014413 | 0 | 0.00016448 | 0.00011416 | 0.022613 | 0.18871 | 0.7941 | 0.46482 | 0.57592 | 0.0023692 | 0.28051
1867 | 1 | 0.00014769 | 0.0001679 | 0 | 0.00011748 | 0.00011416 | 0.0048457 | 0.18648 | 0.7843 | 0.60141 | 0.60714 | 0.04228 | 0
1868 | 1 | 0.00016614 | 0.00018125 | 0 | 8.8113e-05 | 0.00011416 | 0 | 0.18474 | 0.7559 | 0.49087 | 0.5891 | 0.30296 | 0
1869 | 1 | 0.00014706 | 0.00019295 | 0 | 5.8742e-05 | 0.00011416 | 0 | 0.18668 | 0.7354 | 0.23022 | 0.5541 | 0.34926 | 0
1870 | 1 | 0.00012431 | 0.00020101 | 0 | 3.7595e-05 | 0.00011416 | 0 | 0.18706 | 0.7322 | 0.21086 | 0.54693 | 0.18935 | 0
1871 | 1 | 0.00012297 | 0.00020619 | 0 | 2.3497e-05 | 0.00011416 | 0 | 0.18289 | 0.716 | 0.3253 | 0.5288 | 0.047668 | 0
1872 | 1 | 0.00012708 | 0.00020946 | 0 | 9.3987e-06 | 0.00011416 | 0 | 0.17688 | 0.6826 | 0.23752 | 0.50155 | 0.0013373 | 0
1873 | 1 | 0.0001129 | 0.0002111 | 0 | 5.8742e-06 | 0.00011416 | 0 | 0.18289 | 0.6607 | 0.19966 | 0.46859 | 0.13351 | 0
1874 | 1 | 0.00010016 | 0.0002129 | 0 | 2.3497e-06 | 0.00011416 | 0 | 0.18697 | 0.7002 | 0.12357 | 0.44289 | 0.5282 | 0
1875 | 1 | 9.3385e-05 | 0.00021429 | 0 | 1.1748e-06 | 0.00011416 | 0 | 0.19075 | 0.6979 | 0.062576 | 0.42457 | 0.68575 | 0
1876 | 1 | 8.1454e-05 | 0.00021506 | 0 | 1.4098e-05 | 0.00011416 | 0 | 0.21102 | 0.6669 | 0.048576 | 0.42447 | 0.41662 | 0
1877 | 1 | 7.69e-05 | 0.00021695 | 0 | 3.7595e-05 | 0.00011416 | 0 | 0.20917 | 0.6778 | 0.06355 | 0.4427 | 0.12033 | 0
1878 | 1 | 8.7801e-05 | 0.00021893 | 0 | 9.3987e-05 | 0.00011416 | 0.0043612 | 0.21402 | 0.6885 | 0.2178 | 0.48517 | 0.0021973 | 0
1879 | 1 | 0.00011614 | 0.00021296 | 0 | 0.0001821 | 0.00011416 | 0.026975 | 0.22595 | 0.7126 | 0.36486 | 0.53277 | 0.033674 | 0
1880 | 1 | 0.00014375 | 0.000197 | 0 | 0.0001586 | 0.00011416 | 0.086739 | 0.22411 | 0.699 | 0.4121 | 0.5573 | 0.25398 | 0.016659
1881 | 1 | 0.00016155 | 0.00017663 | 0 | 0.00014685 | 0.00011416 | 0.16395 | 0.20403 | 0.7529 | 0.46409 | 0.57863 | 0.29924 | 0.20082
1882 | 1 | 0.00017439 | 0.00015489 | 0 | 0.00016448 | 0.00011416 | 0.10386 | 0.19569 | 0.7714 | 0.54054 | 0.59657 | 0.16527 | 0.44531
1883 | 1 | 0.00018419 | 0.00013378 | 0 | 0.00018797 | 0.00011416 | 0.30528 | 0.19308 | 0.7949 | 0.52958 | 0.57689 | 0.043128 | 0.61925
1884 | 1 | 0.00019069 | 0.00011396 | 0 | 0.00020677 | 0.00011416 | 0.33161 | 0.19618 | 0.8108 | 0.50572 | 0.55643 | 0.0013373 | 0.81485
1885 | 1 | 0.00019199 | 9.7622e-05 | 0 | 0.00018797 | 0.00011416 | 0.31497 | 0.18357 | 0.8076 | 0.37874 | 0.53936 | 0.10537 | 0.91824
1886 | 1 | 0.00018611 | 8.8194e-05 | 0 | 0.00019032 | 0.00011416 | 0.29543 | 0.17688 | 0.7751 | 0.30679 | 0.50892 | 0.42441 | 0.94087
1887 | 1 | 0.00017653 | 8.6598e-05 | 0 | 0.00021382 | 0.00011416 | 0.24519 | 0.18086 | 0.6956 | 0.19625 | 0.48458 | 0.54899 | 0.87881
1888 | 1 | 0.00016119 | 9.2877e-05 | 0 | 0.00022322 | 0.00011416 | 0.16007 | 0.17271 | 0.5565 | 0.16253 | 0.4682 | 0.33552 | 0.79568
1889 | 1 | 0.0001475 | 0.00011143 | 0 | 0.00022322 | 0.00011416 | 0.070586 | 0.16059 | 0.5351 | 0.22839 | 0.50562 | 0.097183 | 0.56941
1890 | 1 | 0.0001347 | 0.00015211 | 0 | 0.00016448 | 0.00011416 | 0.017445 | 0.15787 | 0.583 | 0.34855 | 0.56874 | 0.0019813 | 0.28835
1891 | 1 | 0.00013976 | 0.00017958 | 0 | 0.00011748 | 0.00011416 | 0.0050073 | 0.16224 | 0.5981 | 0.54103 | 0.61392 | 0.024135 | 0
1892 | 1 | 0.0001566 | 0.00019234 | 0 | 8.8113e-05 | 0.00011416 | 0 | 0.17077 | 0.6008 | 0.52958 | 0.60142 | 0.1973 | 0
1893 | 1 | 0.00014047 | 0.00020349 | 0 | 5.8742e-05 | 0.00011416 | 0 | 0.1603 | 0.5967 | 0.40808 | 0.58251 | 0.24031 | 0
1894 | 1 | 0.00012129 | 0.00021099 | 0 | 3.7595e-05 | 0.00011416 | 0 | 0.13838 | 0.5536 | 0.44168 | 0.58736 | 0.13647 | 0
1895 | 1 | 0.00012285 | 0.00021302 | 0 | 2.3497e-05 | 0.00011416 | 0 | 0.13024 | 0.5422 | 0.55478 | 0.58435 | 0.037535 | 0
1896 | 1 | 0.00012672 | 0.0002149 | 0 | 9.3987e-06 | 0.00011416 | 0 | 0.12888 | 0.4932 | 0.37424 | 0.56031 | 0.0013373 | 0
1897 | 1 | 0.00011081 | 0.00021891 | 0 | 5.8742e-06 | 0.00011416 | 0 | 0.11841 | 0.5337 | 0.23448 | 0.51319 | 0.078782 | 0
1898 | 1 | 9.5986e-05 | 0.00022488 | 0 | 2.3497e-06 | 0.00011416 | 0 | 0.11036 | 0.5062 | 0.19114 | 0.4746 | 0.32501 | 0
1899 | 1 | 8.7008e-05 | 0.00023008 | 0 | 1.1748e-06 | 0.00011416 | 0 | 0.11453 | 0.4464 | 0.15181 | 0.42806 | 0.41838 | 0
1900 | 1 | 7.1265e-05 | 0.00023333 | 0 | 1.4098e-05 | 0.00011416 | 0 | 0.12258 | 0.4434 | 0.16228 | 0.40527 | 0.25771 | 0
1901 | 1 | 6.4324e-05 | 0.00023447 | 0 | 3.7595e-05 | 0.00011416 | 0 | 0.1443 | 0.5106 | 0.12162 | 0.41196 | 0.074929 | 0
1902 | 1 | 6.7771e-05 | 0.00023503 | 0 | 9.3987e-05 | 0.00011416 | 0.0043612 | 0.14391 | 0.5733 | 0.11493 | 0.43785 | 0.0017558 | 0
1903 | 1 | 7.8725e-05 | 0.00022662 | 0 | 0.0001821 | 0.00011416 | 0.022937 | 0.15409 | 0.6532 | 0.18006 | 0.48255 | 0.015778 | 0
1904 | 1 | 9.1717e-05 | 0.00020676 | 0 | 0.0001586 | 0.00011416 | 0.072848 | 0.16912 | 0.679 | 0.30704 | 0.51629 | 0.14442 | 0.0066746
1905 | 1 | 0.0001127 | 0.00018199 | 0 | 0.00014685 | 0.00011416 | 0.13439 | 0.17795 | 0.6669 | 0.31568 | 0.54877 | 0.1839 | 0.15752
1906 | 1 | 0.00013259 | 0.00015477 | 0 | 0.00016448 | 0.00011416 | 0.17025 | 0.20559 | 0.6921 | 0.27417 | 0.55294 | 0.10831 | 0.04212
1907 | 1 | 0.00014191 | 0.00013225 | 0 | 0.00018797 | 0.00011416 | 0.20191 | 0.2339 | 0.7215 | 0.25006 | 0.55837 | 0.031847 | 0.19784
1908 | 1 | 0.00014828 | 0.0001165 | 0 | 0.00020677 | 0.00011416 | 0.21903 | 0.25019 | 0.7695 | 0.24276 | 0.54159 | 0.0013373 | 0.20661
1909 | 1 | 0.00015769 | 0.00011061 | 0 | 0.00018797 | 0.00011416 | 0.22468 | 0.27415 | 0.7897 | 0.23399 | 0.51929 | 0.057093 | 0.12372
1910 | 1 | 0.00014861 | 0.00011116 | 0 | 0.00019032 | 0.00011416 | 0.20433 | 0.30615 | 0.7992 | 0.2223 | 0.45812 | 0.24249 | 0.11109
1911 | 1 | 0.00013589 | 0.00011838 | 0 | 0.00021382 | 0.00011416 | 0.17251 | 0.32147 | 0.8148 | 0.14256 | 0.43184 | 0.31032 | 0
1912 | 1 | 0.00012259 | 0.0001319 | 0 | 0.00022322 | 0.00011416 | 0.11856 | 0.33194 | 0.8249 | 0.14889 | 0.43388 | 0.19297 | 0.0019166
1913 | 1 | 0.00011216 | 0.00015107 | 0 | 0.00022322 | 0.00011416 | 0.055726 | 0.33495 | 0.8316 | 0.22255 | 0.45841 | 0.056361 | 0
1914 | 1 | 0.00010753 | 0.00017755 | 0 | 0.00016448 | 0.00011416 | 0.015506 | 0.30178 | 0.8491 | 0.21658 | 0.51037 | 0.0015481 | 0.02135
1915 | 1 | 0.00011431 | 0.00019827 | 0 | 0.00011748 | 0.00011416 | 0.0048457 | 0.28413 | 0.8601 | 0.35975 | 0.55924 | 0.0096143 | 0
1916 | 1 | 0.00012889 | 0.00020948 | 0 | 8.8113e-05 | 0.00011416 | 0 | 0.28908 | 0.8517 | 0.36803 | 0.56137 | 0.10194 | 0
1917 | 1 | 0.00011861 | 0.00021825 | 0 | 5.8742e-05 | 0.00011416 | 0 | 0.29112 | 0.8444 | 0.24592 | 0.55701 | 0.13708 | 0
1918 | 1 | 0.00010317 | 0.00022394 | 0 | 3.7595e-05 | 0.00011416 | 0 | 0.2885 | 0.8374 | 0.24227 | 0.54082 | 0.084313 | 0
1919 | 1 | 0.00010795 | 0.0002285 | 0 | 2.3497e-05 | 0.00011416 | 0 | 0.28908 | 0.7992 | 0.23886 | 0.53733 | 0.026764 | 0
1920 | 1 | 0.00011441 | 0.00023282 | 0 | 9.3987e-06 | 0.00011416 | 0 | 0.28704 | 0.7437 | 0.18858 | 0.49932 | 0.0013373 | 0
1921 | 1 | 0.00010213 | 0.00023701 | 0 | 5.8742e-06 | 0.00011416 | 0 | 0.2788 | 0.6594 | 0.11298 | 0.45336 | 0.038131 | 0
1922 | 1 | 8.9194e-05 | 0.00024067 | 0 | 2.3497e-06 | 0.00011416 | 0 | 0.26173 | 0.634 | 0.065376 | 0.43 | 0.16868 | 0
1923 | 1 | 8.0262e-05 | 0.00024413 | 0 | 1.1748e-06 | 0.00011416 | 0 | 0.25524 | 0.6076 | 0.040662 | 0.40838 | 0.21411 | 0
1924 | 1 | 6.4303e-05 | 0.00024762 | 0 | 1.4098e-05 | 0.00011416 | 0 | 0.25611 | 0.6519 | 0.034697 | 0.38307 | 0.1349 | 0
1925 | 1 | 5.5376e-05 | 0.00025133 | 0 | 3.7595e-05 | 0.00011416 | 0 | 0.25718 | 0.6544 | 0.030436 | 0.36436 | 0.039648 | 0
1926 | 1 | 5.509e-05 | 0.00025458 | 0 | 9.3987e-05 | 0.00011416 | 0.0046842 | 0.26969 | 0.6754 | 0.067933 | 0.37464 | 0.0013373 | 0
1927 | 1 | 6.0106e-05 | 0.00025094 | 0 | 0.0001821 | 0.00011416 | 0.030367 | 0.28055 | 0.6874 | 0.069028 | 0.40052 | 0.0049321 | 0
1928 | 1 | 6.6652e-05 | 0.00023523 | 0 | 0.0001586 | 0.00011416 | 0.12292 | 0.30081 | 0.7333 | 0.075603 | 0.42893 | 0.065567 | 0
1929 | 1 | 8.5814e-05 | 0.00021067 | 0 | 0.00014685 | 0.00011416 | 0.25359 | 0.34998 | 0.8484 | 0.090942 | 0.44774 | 0.09524 | 0.0030197
1930 | 1 | 0.00010775 | 0.00018215 | 0 | 0.00016448 | 0.00011416 | 0.25376 | 0.37849 | 0.8381 | 0.094838 | 0.45404 | 0.062136 | 0
1931 | 1 | 0.00011874 | 0.00015935 | 0 | 0.00018797 | 0.00011416 | 0.30157 | 0.3878 | 0.7816 | 0.10494 | 0.46742 | 0.021786 | 0
1932 | 1 | 0.00012991 | 0.00014221 | 0 | 0.00020677 | 0.00011416 | 0.30706 | 0.37675 | 0.7333 | 0.16009 | 0.48313 | 0.0013373 | 0
1933 | 1 | 0.00014121 | 0.00013108 | 0 | 0.00018797 | 0.00011416 | 0.30221 | 0.36773 | 0.7182 | 0.11334 | 0.47974 | 0.023914 | 0
1934 | 1 | 0.0001345 | 0.00012487 | 0 | 0.00019032 | 0.00011416 | 0.26781 | 0.35822 | 0.7193 | 0.1187 | 0.46481 | 0.11161 | 0
1935 | 1 | 0.0001223 | 0.00012392 | 0 | 0.00021382 | 0.00011416 | 0.23033 | 0.32564 | 0.729 | 0.11553 | 0.44784 | 0.14018 | 0
1936 | 1 | 0.00010932 | 0.00013037 | 0 | 0.00022322 | 0.00011416 | 0.16524 | 0.28966 | 0.7364 | 0.082177 | 0.44241 | 0.089831 | 0.43004
1937 | 1 | 9.7128e-05 | 0.0001471 | 0 | 0.00022322 | 0.00011416 | 0.083024 | 0.24855 | 0.7204 | 0.08656 | 0.45559 | 0.026617 | 0.38382
1938 | 1 | 8.7116e-05 | 0.0001889 | 0 | 0.00016448 | 0.00011416 | 0.021321 | 0.19889 | 0.6569 | 0.20696 | 0.49389 | 0.0011466 | 0.10689
1939 | 1 | 9.4611e-05 | 0.00022093 | 0 | 0.00011748 | 0.00011416 | 0.0048457 | 0.1827 | 0.6838 | 0.47054 | 0.54092 | 0.0020875 | 0
1940 | 1 | 0.00012015 | 0.00023421 | 0 | 8.8113e-05 | 0.00011416 | 0 | 0.19337 | 0.699 | 0.57451 | 0.56137 | 0.039075 | 0
1941 | 1 | 0.00011439 | 0.00024895 | 0 | 5.8742e-05 | 0.00011416 | 0 | 0.205 | 0.6814 | 0.38739 | 0.55139 | 0.062917 | 0
1942 | 1 | 9.9201e-05 | 0.00026159 | 0 | 3.7595e-05 | 0.00011416 | 0 | 0.19783 | 0.6802 | 0.32919 | 0.53927 | 0.044234 | 0
1943 | 1 | 9.9564e-05 | 0.00027299 | 0 | 2.3497e-05 | 0.00011416 | 0 | 0.18551 | 0.6468 | 0.3242 | 0.532 | 0.017467 | 0
1944 | 1 | 0.00010332 | 0.00028291 | 0 | 9.3987e-06 | 0.00011416 | 0 | 0.16777 | 0.538 | 0.1814 | 0.49302 | 0.0013373 | 0
1945 | 1 | 9.2953e-05 | 0.00028968 | 0 | 5.8742e-06 | 0.00011416 | 0 | 0.14255 | 0.5106 | 0.16094 | 0.43969 | 0.014612 | 0
1946 | 1 | 8.3895e-05 | 0.00029424 | 0 | 2.3497e-06 | 0.00011416 | 0 | 0.12403 | 0.5649 | 0.23898 | 0.41226 | 0.072776 | 0
1947 | 1 | 7.8341e-05 | 0.00029751 | 0 | 1.1748e-06 | 0.00011416 | 0 | 0.11744 | 0.6035 | 0.18943 | 0.40838 | 0.090263 | 0
1948 | 1 | 6.7362e-05 | 0.00029919 | 0 | 1.4098e-05 | 0.00011416 | 0 | 0.10289 | 0.5365 | 0.15534 | 0.41759 | 0.059026 | 0
1949 | 1 | 6.6459e-05 | 0.0002988 | 0 | 3.7595e-05 | 0.00011416 | 0 | 0.092126 | 0.3983 | 0.16545 | 0.43979 | 0.017657 | 0
1950 | 1 | 8.3299e-05 | 0.00029735 | 0 | 9.3987e-05 | 0.00011416 | 0.0062995 | 0.090962 | 0.3197 | 0.30825 | 0.49447 | 0.00099127 | 0
1951 | 1 | 0.00011705 | 0.00028035 | 0 | 0.0001821 | 0.00011416 | 0.046035 | 0.08815 | 0.2739 | 0.45179 | 0.53752 | 0.00071998 | 0
1952 | 1 | 0.00014998 | 0.00024691 | 0 | 0.0001586 | 0.00011416 | 0.14876 | 0.071567 | 0.175 | 0.55892 | 0.5731 | 0.022384 | 0.019567
1953 | 1 | 0.00017144 | 0.0001988 | 0 | 0.00014685 | 0.00011416 | 0.2691 | 0.063809 | 0.1681 | 0.53494 | 0.5954 | 0.04095 | 0.20806
1954 | 1 | 0.00018514 | 0.00014389 | 0 | 0.00016448 | 0.00011416 | 0.37021 | 0.063906 | 0.1946 | 0.45995 | 0.57747 | 0.0314 | 0.44118
1955 | 1 | 0.00018777 | 0.00010443 | 0 | 0.00018797 | 0.00011416 | 0.4408 | 0.065846 | 0.2337 | 0.35172 | 0.57204 | 0.014105 | 0.68013
1956 | 1 | 0.00018742 | 8.2855e-05 | 0 | 0.00020677 | 0.00011416 | 0.45873 | 0.067882 | 0.1781 | 0.22011 | 0.55517 | 0.0013373 | 0.82454
1957 | 1 | 0.00018705 | 6.9499e-05 | 0 | 0.00018797 | 0.00011416 | 0.45082 | 0.067397 | 0.1283 | 0.18822 | 0.52085 | 0.0093331 | 0.96327
1958 | 1 | 0.00017983 | 6.2852e-05 | 0 | 0.00019032 | 0.00011416 | 0.41496 | 0.0673 | 0.0944 | 0.12187 | 0.50892 | 0.04974 | 0.8963
1959 | 1 | 0.00016963 | 6.3343e-05 | 0 | 0.00021382 | 0.00011416 | 0.33953 | 0.071276 | 0.0869 | 0.094838 | 0.48565 | 0.0609 | 0.47755
1960 | 1 | 0.00015432 | 7.222e-05 | 0 | 0.00022322 | 0.00011416 | 0.22775 | 0.073991 | 0.1145 | 0.11188 | 0.50407 | 0.040656 | 0
1961 | 1 | 0.00014047 | 9.2489e-05 | 0 | 0.00022322 | 0.00011416 | 0.11016 | 0.078161 | 0.1852 | 0.15279 | 0.54935 | 0.012279 | 0
1962 | 1 | 0.00012522 | 0.00014254 | 0 | 0.00016448 | 0.00011416 | 0.027136 | 0.085337 | 0.3293 | 0.34198 | 0.58668 | 0.00088065 | 0
1963 | 1 | 0.00013039 | 0.00018048 | 0 | 0.00011748 | 0.00011416 | 0.0061379 | 0.10153 | 0.5091 | 0.51997 | 0.64301 | 0.0002153 | 0
1964 | 1 | 0.00015469 | 0.00019643 | 0 | 8.8113e-05 | 0.00011416 | 0 | 0.1218 | 0.6301 | 0.39737 | 0.63147 | 0.013328 | 0
1965 | 1 | 0.00014088 | 0.00021007 | 0 | 5.8742e-05 | 0.00011416 | 0 | 0.13373 | 0.6778 | 0.27831 | 0.58522 | 0.027934 | 0
1966 | 1 | 0.00011765 | 0.00022179 | 0 | 3.7595e-05 | 0.00011416 | 0 | 0.12975 | 0.7002 | 0.26784 | 0.56632 | 0.023343 | 0
1967 | 1 | 0.00011679 | 0.0002321 | 0 | 2.3497e-05 | 0.00011416 | 0 | 0.125 | 0.707 | 0.25432 | 0.54431 | 0.01181 | 0
1968 | 1 | 0.00011986 | 0.00024073 | 0 | 9.3987e-06 | 0.00011416 | 0 | 0.11802 | 0.7149 | 0.16472 | 0.49312 | 0.0013373 | 0
1969 | 1 | 0.00010493 | 0.00024613 | 0 | 5.8742e-06 | 0.00011416 | 0 | 0.11142 | 0.7115 | 0.072437 | 0.46296 | 0.0064666 | 0
1970 | 1 | 9.3564e-05 | 0.00024846 | 0 | 2.3497e-06 | 0.00011416 | 0 | 0.10454 | 0.6594 | 0.06915 | 0.43203 | 0.036671 | 0
1971 | 1 | 8.8024e-05 | 0.00024938 | 0 | 1.1748e-06 | 0.00011416 | 0 | 0.10085 | 0.5621 | 0.047845 | 0.41642 | 0.044379 | 0
1972 | 1 | 7.5829e-05 | 0.00025041 | 0 | 1.4098e-05 | 0.00011416 | 0 | 0.098332 | 0.4508 | 0.041636 | 0.4173 | 0.030183 | 0
1973 | 1 | 7.2501e-05 | 0.0002508 | 0 | 3.7595e-05 | 0.00011416 | 0 | 0.092804 | 0.3782 | 0.084612 | 0.44183 | 0.0091946 | 0
1974 | 1 | 8.6405e-05 | 0.00025141 | 0 | 9.3987e-05 | 0.00011416 | 0.006784 | 0.089313 | 0.317 | 0.17835 | 0.49506 | 0.00080689 | 0
1975 | 1 | 0.00011778 | 0.00023574 | 0 | 0.0001821 | 0.00011416 | 0.035374 | 0.080586 | 0.254 | 0.36085 | 0.56166 | 5.8079e-05 | 0
1976 | 1 | 0.00014867 | 0.00020539 | 0 | 0.0001586 | 0.00011416 | 0.10354 | 0.075058 | 0.1652 | 0.45751 | 0.59172 | 0.0086334 | 0
1977 | 1 | 0.00016845 | 0.00017201 | 0 | 0.00014685 | 0.00011416 | 0.18236 | 0.062064 | 0.0862 | 0.46628 | 0.58532 | 0.020559 | 0
1978 | 1 | 0.00017862 | 0.00014188 | 0 | 0.00016448 | 0.00011416 | 0.2439 | 0.05993 | 0.0835 | 0.40821 | 0.58571 | 0.018522 | 0
1979 | 1 | 0.00018227 | 0.00012429 | 0 | 0.00018797 | 0.00011416 | 0.2817 | 0.067882 | 0.1623 | 0.4037 | 0.58232 | 0.010334 | 0
1980 | 1 | 0.00018497 | 0.00011793 | 0 | 0.00020677 | 0.00011416 | 0.29834 | 0.067106 | 0.2945 | 0.30631 | 0.57204 | 0.0013373 | 0
1981 | 1 | 0.00018587 | 0.00011728 | 0 | 0.00018797 | 0.00011416 | 0.27928 | 0.064876 | 0.4332 | 0.27258 | 0.55342 | 0.0059748 | 0
1982 | 1 | 0.00018073 | 0.00011985 | 0 | 0.00019032 | 0.00011416 | 0.23195 | 0.070306 | 0.5408 | 0.29352 | 0.51086 | 0.034368 | 0
1983 | 1 | 0.00017396 | 0.0001262 | 0 | 0.00021382 | 0.00011416 | 0.18172 | 0.078355 | 0.6196 | 0.22705 | 0.49127 | 0.041482 | 0.076173
1984 | 1 | 0.00016194 | 0.00013775 | 0 | 0.00022322 | 0.00011416 | 0.12615 | 0.08495 | 0.6494 | 0.23338 | 0.50194 | 0.028332 | 0.55193
1985 | 1 | 0.00015394 | 0.00015522 | 0 | 0.00022322 | 0.00011416 | 0.05831 | 0.081362 | 0.6392 | 0.33991 | 0.53355 | 0.0086474 | 0.40408
1986 | 1 | 0.00014877 | 0.00017833 | 0 | 0.00016448 | 0.00011416 | 0.016799 | 0.085725 | 0.6443 | 0.44461 | 0.59531 | 0.00079265 | 0.12131
1987 | 1 | 0.00015828 | 0.00019606 | 0 | 0.00011748 | 0.00011416 | 0.0048457 | 0.10173 | 0.6838 | 0.63075 | 0.63176 | 4.1009e-05 | 0
1988 | 1 | 0.00017413 | 0.00020594 | 0 | 8.8113e-05 | 0.00011416 | 0 | 0.12675 | 0.6644 | 0.46762 | 0.60432 | 0.0078515 | 0
1989 | 1 | 0.00015527 | 0.00021386 | 0 | 5.8742e-05 | 0.00011416 | 0 | 0.15516 | 0.6049 | 0.23022 | 0.5764 | 0.019261 | 0
1990 | 1 | 0.00013224 | 0.00021962 | 0 | 3.7595e-05 | 0.00011416 | 0 | 0.15962 | 0.6049 | 0.26613 | 0.55633 | 0.017646 | 0
1991 | 1 | 0.00013061 | 0.00022488 | 0 | 2.3497e-05 | 0.00011416 | 0 | 0.15865 | 0.5565 | 0.28975 | 0.532 | 0.010054 | 0
1992 | 1 | 0.00013291 | 0.00022989 | 0 | 9.3987e-06 | 0.00011416 | 0 | 0.16301 | 0.5607 | 0.14475 | 0.47188 | 0.0013373 | 0
1993 | 1 | 0.00011776 | 0.00023507 | 0 | 5.8742e-06 | 0.00011416 | 0 | 0.15884 | 0.5322 | 0.062576 | 0.43901 | 0.0081022 | 0
1994 | 1 | 0.00010445 | 0.00024004 | 0 | 2.3497e-06 | 0.00011416 | 0 | 0.15176 | 0.512 | 0.10433 | 0.41681 | 0.044193 | 0
1995 | 1 | 9.7841e-05 | 0.00024527 | 0 | 1.1748e-06 | 0.00011416 | 0 | 0.1505 | 0.4829 | 0.068298 | 0.41226 | 0.053873 | 0
1996 | 1 | 8.3866e-05 | 0.00025116 | 0 | 1.4098e-05 | 0.00011416 | 0 | 0.15826 | 0.4201 | 0.045654 | 0.41255 | 0.036217 | 0
1997 | 1 | 8.034e-05 | 0.00025589 | 0 | 3.7595e-05 | 0.00011416 | 0 | 0.16282 | 0.364 | 0.092647 | 0.43998 | 0.010974 | 0
1998 | 1 | 9.3226e-05 | 0.00025973 | 0 | 9.3987e-05 | 0.00011416 | 0.0056534 | 0.16282 | 0.3389 | 0.2419 | 0.4936 | 0.00085063 | 0
1999 | 1 | 0.00012137 | 0.00025558 | 0 | 0.0001821 | 0.00011416 | 0.030851 | 0.16408 | 0.3157 | 0.40431 | 0.53965 | 0.00013621 | 0
2000 | 1 | 0.00014887 | 0.00024233 | 0 | 0.0001586 | 0.00011416 | 0.097884 | 0.15254 | 0.2905 | 0.51814 | 0.56961 | 0.011287 | 0.016257
2001 | 1 | 0.00016627 | 0.00022365 | 0 | 0.00014685 | 0.00011416 | 0.19173 | 0.14701 | 0.4128 | 0.56197 | 0.6018 | 0.024803 | 0.1143
2002 | 1 | 0.00017589 | 0.00020306 | 0 | 0.00016448 | 0.00011416 | 0.27475 | 0.16078 | 0.4041 | 0.48442 | 0.5955 | 0.021325 | 0.4656
2003 | 1 | 0.00017947 | 0.00018428 | 0 | 0.00018797 | 0.00011416 | 0.32127 | 0.17514 | 0.3669 | 0.35634 | 0.59279 | 0.011204 | 0.67495
2004 | 1 | 0.00018307 | 0.00017105 | 0 | 0.00020677 | 0.00011416 | 0.31837 | 0.18483 | 0.3514 | 0.34234 | 0.55749 | 0.0013373 | 0.80109
2005 | 1 | 0.00018407 | 0.00016395 | 0 | 0.00018797 | 0.00011416 | 0.30399 | 0.19657 | 0.3444 | 0.33699 | 0.53539 | 0.011404 | 0.57901
2006 | 1 | 0.00017735 | 0.00016182 | 0 | 0.00019032 | 0.00011416 | 0.28412 | 0.20258 | 0.3306 | 0.29328 | 0.5158 | 0.058901 | 0.43081
2007 | 1 | 0.00017012 | 0.00016418 | 0 | 0.00021382 | 0.00011416 | 0.24939 | 0.21102 | 0.3197 | 0.17215 | 0.50223 | 0.072546 | 0.06191
2008 | 1 | 0.00015681 | 0.00017086 | 0 | 0.00022322 | 0.00011416 | 0.19125 | 0.20268 | 0.317 | 0.1338 | 0.49341 | 0.047973 | 0.092775
2009 | 1 | 0.00014689 | 0.00018363 | 0 | 0.00022322 | 0.00011416 | 0.10741 | 0.18115 | 0.305 | 0.15279 | 0.51852 | 0.014425 | 0.25292
2010 | 1 | 0.00013616 | 0.00021382 | 0 | 0.00016448 | 0.00011416 | 0.030851 | 0.16486 | 0.3197 | 0.2794 | 0.57058 | 0.00092699 | 0.019266
2011 | 1 | 0.0001387 | 0.00024689 | 0 | 0.00011748 | 0.00011416 | 0.0072686 | 0.15952 | 0.3361 | 0.47894 | 0.61625 | 0.00038361 | 0
2012 | 1 | 0.00015894 | 0.00025979 | 0 | 8.8113e-05 | 0.00011416 | 0 | 0.16117 | 0.3143 | 0.48856 | 0.5828 | 0.01683 | 0
2013 | 1 | 0.00014567 | 0.00027113 | 0 | 5.8742e-05 | 0.00011416 | 0 | 0.16137 | 0.2109 | 0.26297 | 0.54722 | 0.033108 | 0
2014 | 1 | 0.00012343 | 0.00028074 | 0 | 3.7595e-05 | 0.00011416 | 0 | 0.15041 | 0.1091 | 0.26321 | 0.53258 | 0.026602 | 0
2015 | 1 | 0.00012136 | 0.00028906 | 0 | 2.3497e-05 | 0.00011416 | 0 | 0.14352 | 0.065 | 0.29243 | 0.53238 | 0.01276 | 0
2016 | 1 | 0.00012398 | 0.00029618 | 0 | 9.3987e-06 | 0.00011416 | 0 | 0.14333 | 0.0473 | 0.27514 | 0.50892 | 0.0013373 | 0
2017 | 1 | 0.0001124 | 0.00030103 | 0 | 5.8742e-06 | 0.00011416 | 0 | 0.14682 | 0.098 | 0.21743 | 0.45201 | 0.016421 | 0
2018 | 1 | 0.00010098 | 0.00030371 | 0 | 2.3497e-06 | 0.00011416 | 0 | 0.15157 | 0.2407 | 0.17689 | 0.44532 | 0.080465 | 0
2019 | 1 | 9.5159e-05 | 0.00030491 | 0 | 1.1748e-06 | 0.00011416 | 0 | 0.16592 | 0.423 | 0.14719 | 0.45026 | 0.10011 | 0
2020 | 1 | 8.2798e-05 | 0.00030538 | 0 | 1.4098e-05 | 0.00011416 | 0 | 0.18512 | 0.6022 | 0.13733 | 0.4554 | 0.065138 | 0
2021 | 1 | 8.0173e-05 | 0.00030342 | 0 | 3.7595e-05 | 0.00011416 | 0 | 0.21965 | 0.7036 | 0.16618 | 0.47198 | 0.019439 | 0
2022 | 1 | 9.4788e-05 | 0.00029941 | 0 | 9.3987e-05 | 0.00011416 | 0.0072686 | 0.26125 | 0.7468 | 0.22401 | 0.52327 | 0.0010245 | 0
2023 | 1 | 0.00012594 | 0.00028327 | 0 | 0.0001821 | 0.00011416 | 0.053788 | 0.29645 | 0.7825 | 0.31045 | 0.57563 | 0.00094438 | 0
2024 | 1 | 0.00015506 | 0.00025636 | 0 | 0.0001586 | 0.00011416 | 0.16476 | 0.31362 | 0.8076 | 0.34648 | 0.59356 | 0.02557 | 0.04212
2025 | 1 | 0.00017257 | 0.00021715 | 0 | 0.00014685 | 0.00011416 | 0.27766 | 0.32981 | 0.7751 | 0.35866 | 0.61072 | 0.045297 | 0.17902
2026 | 1 | 0.00018467 | 0.00018085 | 0 | 0.00016448 | 0.00011416 | 0.35051 | 0.36705 | 0.6802 | 0.35026 | 0.59996 | 0.034002 | 0.099483
2027 | 1 | 0.00018721 | 0.00015777 | 0 | 0.00018797 | 0.00011416 | 0.38717 | 0.42087 | 0.5178 | 0.32919 | 0.57272 | 0.014811 | 0.062712
2028 | 1 | 0.00019006 | 0.00014497 | 0 | 0.00020677 | 0.00011416 | 0.38976 | 0.45161 | 0.4786 | 0.26333 | 0.55876 | 0.0013373 | 0.074657
2029 | 1 | 0.0001907 | 0.00014115 | 0 | 0.00018797 | 0.00011416 | 0.38346 | 0.45219 | 0.6392 | 0.26552 | 0.53471 | 0.023914 | 0.068562
2030 | 1 | 0.0001855 | 0.00014043 | 0 | 0.00019032 | 0.00011416 | 0.34082 | 0.44191 | 0.6909 | 0.29109 | 0.49244 | 0.11161 | 0.090179
2031 | 1 | 0.00017884 | 0.00014094 | 0 | 0.00021382 | 0.00011416 | 0.2712 | 0.41874 | 0.673 | 0.26504 | 0.47857 | 0.14018 | 0.41348
2032 | 1 | 0.00016834 | 0.00014219 | 0 | 0.00022322 | 0.00011416 | 0.18349 | 0.37461 | 0.6885 | 0.31264 | 0.4967 | 0.089831 | 0.25028
2033 | 1 | 0.00016055 | 0.000147 | 0 | 0.00022322 | 0.00011416 | 0.089969 | 0.33262 | 0.6705 | 0.31288 | 0.53946 | 0.026617 | 0.46062
2034 | 1 | 0.00015234 | 0.00016784 | 0 | 0.00016448 | 0.00011416 | 0.024067 | 0.2917 | 0.6766 | 0.29364 | 0.6018 | 0.0011466 | 0.072573
2035 | 1 | 0.00015586 | 0.0001933 | 0 | 0.00011748 | 0.00011416 | 0.0056534 | 0.26251 | 0.7258 | 0.51254 | 0.64834 | 0.0020875 | 0
2036 | 1 | 0.00017267 | 0.00020357 | 0 | 8.8113e-05 | 0.00011416 | 0 | 0.25504 | 0.7081 | 0.49403 | 0.64514 | 0.039075 | 0
2037 | 1 | 0.00015828 | 0.00021498 | 0 | 5.8742e-05 | 0.00011416 | 0 | 0.2468 | 0.6443 | 0.285 | 0.57621 | 0.062917 | 0
2038 | 1 | 0.00013545 | 0.00022269 | 0 | 3.7595e-05 | 0.00011416 | 0 | 0.25611 | 0.6035 | 0.22535 | 0.55788 | 0.044234 | 0
2039 | 1 | 0.00013239 | 0.00022842 | 0 | 2.3497e-05 | 0.00011416 | 0 | 0.26852 | 0.5844 | 0.26175 | 0.53723 | 0.017467 | 0
2040 | 1 | 0.00013472 | 0.0002329 | 0 | 9.3987e-06 | 0.00011416 | 0 | 0.26629 | 0.5437 | 0.18371 | 0.48817 | 0.0013373 | 0
2041 | 1 | 0.0001193 | 0.00023773 | 0 | 5.8742e-06 | 0.00011416 | 0 | 0.26697 | 0.4434 | 0.13063 | 0.433 | 0.031913 | 0
2042 | 1 | 0.00010673 | 0.0002421 | 0 | 2.3497e-06 | 0.00011416 | 0 | 0.26261 | 0.2764 | 0.13745 | 0.40508 | 0.14396 | 0
2043 | 1 | 9.9759e-05 | 0.0002456 | 0 | 1.1748e-06 | 0.00011416 | 0 | 0.25262 | 0.2279 | 0.11127 | 0.39606 | 0.18203 | 0
2044 | 1 | 8.6441e-05 | 0.00025037 | 0 | 1.4098e-05 | 0.00011416 | 0 | 0.24166 | 0.1781 | 0.097638 | 0.40925 | 0.1154 | 0
2045 | 1 | 8.2527e-05 | 0.00025505 | 0 | 3.7595e-05 | 0.00011416 | 0 | 0.22343 | 0.0966 | 0.14414 | 0.45065 | 0.03402 | 0
2046 | 1 | 9.5557e-05 | 0.00025738 | 0 | 9.3987e-05 | 0.00011416 | 0.0080762 | 0.20481 | 0.0616 | 0.21171 | 0.51125 | 0.0012587 | 0
2047 | 1 | 0.00012543 | 0.00024392 | 0 | 0.0001821 | 0.00011416 | 0.056049 | 0.1986 | 0.0174 | 0.42233 | 0.58212 | 0.0035994 | 0
2048 | 1 | 0.00015366 | 0.00022022 | 0 | 0.0001586 | 0.00011416 | 0.17332 | 0.1668 | 0.001 | 0.5073 | 0.61383 | 0.053873 | 0
2049 | 1 | 0.00016873 | 0.00018602 | 0 | 0.00014685 | 0.00011416 | 0.30641 | 0.1538 | 0.0268 | 0.43341 | 0.60122 | 0.081237 | 0
2050 | 1 | 0.00017597 | 0.0001518 | 0 | 0.00016448 | 0.00011416 | 0.40898 | 0.15758 | 0.0758 | 0.29498 | 0.59094 | 0.054488 | 0
2051 | 1 | 0.00017845 | 0.00012499 | 0 | 0.00018797 | 0.00011416 | 0.4597 | 0.17746 | 0.152 | 0.23752 | 0.59395 | 0.019982 | 0.002652
2052 | 1 | 0.00017945 | 0.00010674 | 0 | 0.00020677 | 0.00011416 | 0.46648 | 0.20753 | 0.2688 | 0.16594 | 0.56564 | 0.0013373 | 0.0057163
2053 | 1 | 0.00018029 | 9.707e-05 | 0 | 0.00018797 | 0.00011416 | 0.44322 | 0.21587 | 0.3117 | 0.14427 | 0.5286 | 0.041522 | 0.010608
2054 | 1 | 0.00017196 | 9.5945e-05 | 0 | 0.00019032 | 0.00011416 | 0.40107 | 0.21441 | 0.3306 | 0.12491 | 0.47945 | 0.18203 | 0
2055 | 1 | 0.00016249 | 0.00010051 | 0 | 0.00021382 | 0.00011416 | 0.32515 | 0.21654 | 0.3584 | 0.10957 | 0.45443 | 0.23148 | 0.0050923
2056 | 1 | 0.00014797 | 0.00011004 | 0 | 0.00022322 | 0.00011416 | 0.22097 | 0.20685 | 0.4099 | 0.10616 | 0.46422 | 0.14542 | 0.0018274
2057 | 1 | 0.00013768 | 0.00012648 | 0 | 0.00022322 | 0.00011416 | 0.10499 | 0.17087 | 0.4566 | 0.13526 | 0.50475 | 0.042682 | 0.24907
2058 | 1 | 0.00012863 | 0.00016205 | 0 | 0.00016448 | 0.00011416 | 0.026813 | 0.15128 | 0.4332 | 0.21597 | 0.55672 | 0.0013779 | 0
2059 | 1 | 0.00013304 | 0.00018999 | 0 | 0.00011748 | 0.00011416 | 0.0061379 | 0.14459 | 0.48 | 0.41539 | 0.59356 | 0.0057069 | 0
2060 | 1 | 0.00015226 | 0.00019784 | 0 | 8.8113e-05 | 0.00011416 | 0 | 0.14556 | 0.5747 | 0.5011 | 0.56535 | 0.072001 | 0
2061 | 1 | 0.00014245 | 0.00020588 | 0 | 5.8742e-05 | 0.00011416 | 0 | 0.14333 | 0.6156 | 0.37047 | 0.5349 | 0.10281 | 0
2062 | 1 | 0.00012416 | 0.00021416 | 0 | 3.7595e-05 | 0.00011416 | 0 | 0.14876 | 0.6049 | 0.35902 | 0.52831 | 0.066214 | 0
2063 | 1 | 0.00012269 | 0.0002201 | 0 | 2.3497e-05 | 0.00011416 | 0 | 0.15817 | 0.6366 | 0.3981 | 0.50611 | 0.022727 | 0
2064 | 1 | 0.00012763 | 0.00022271 | 0 | 9.3987e-06 | 0.00011416 | 0 | 0.16563 | 0.6619 | 0.27453 | 0.49971 | 0.0013373 | 0
2065 | 1 | 0.00011117 | 0.00022322 | 0 | 5.8742e-06 | 0.00011416 | 0 | 0.17552 | 0.643 | 0.14329 | 0.46975 | 0.050866 | 0
2066 | 1 | 9.7115e-05 | 0.00022273 | 0 | 2.3497e-06 | 0.00011416 | 0 | 0.18183 | 0.6049 | 0.10482 | 0.43814 | 0.21846 | 0
2067 | 1 | 8.9051e-05 | 0.00022126 | 0 | 1.1748e-06 | 0.00011416 | 0 | 0.18551 | 0.5872 | 0.10324 | 0.42757 | 0.27895 | 0
2068 | 1 | 7.47e-05 | 0.0002192 | 0 | 1.4098e-05 | 0.00011416 | 0 | 0.19647 | 0.5789 | 0.062576 | 0.41109 | 0.17408 | 0
2069 | 1 | 6.7917e-05 | 0.00021825 | 0 | 3.7595e-05 | 0.00011416 | 0 | 0.20743 | 0.5803 | 0.06148 | 0.41904 | 0.050934 | 0
2070 | 1 | 7.2872e-05 | 0.00021576 | 0 | 9.3987e-05 | 0.00011416 | 0.0085608 | 0.22896 | 0.6392 | 0.065985 | 0.44202 | 0.0014827 | 0
2071 | 1 | 8.2498e-05 | 0.00019817 | 0 | 0.0001821 | 0.00011416 | 0.053788 | 0.24438 | 0.6182 | 0.091551 | 0.46054 | 0.0079894 | 0
2072 | 1 | 9.5461e-05 | 0.00017383 | 0 | 0.0001586 | 0.00011416 | 0.14634 | 0.25504 | 0.6089 | 0.23143 | 0.47188 | 0.089897 | 0.0019166
2073 | 1 | 0.00011652 | 0.00014546 | 0 | 0.00014685 | 0.00011416 | 0.22258 | 0.27386 | 0.5803 | 0.26637 | 0.48759 | 0.12346 | 0.0038554
2074 | 1 | 0.00013387 | 0.00011961 | 0 | 0.00016448 | 0.00011416 | 0.28331 | 0.31788 | 0.6353 | 0.19223 | 0.47237 | 0.077184 | 0.0047357
2075 | 1 | 0.00014299 | 9.4043e-05 | 0 | 0.00018797 | 0.00011416 | 0.3174 | 0.36162 | 0.7578 | 0.17689 | 0.46577 | 0.025199 | 0.12929
2076 | 1 | 0.00015032 | 7.2813e-05 | 0 | 0.00020677 | 0.00011416 | 0.335 | 0.39663 | 0.8619 | 0.18736 | 0.45065 | 0.0013373 | 0.051135
2077 | 1 | 0.00015877 | 5.9416e-05 | 0 | 0.00018797 | 0.00011416 | 0.33452 | 0.423 | 0.9069 | 0.10032 | 0.42806 | 0.059277 | 0.015076
2078 | 1 | 0.00015191 | 5.1317e-05 | 0 | 0.00019032 | 0.00011416 | 0.30544 | 0.44957 | 0.917 | 0.088386 | 0.4013 | 0.25088 | 0
2079 | 1 | 0.00013938 | 5.2135e-05 | 0 | 0.00021382 | 0.00011416 | 0.26684 | 0.44686 | 0.9117 | 0.058802 | 0.38356 | 0.32128 | 0
2080 | 1 | 0.00012571 | 6.0623e-05 | 0 | 0.00022322 | 0.00011416 | 0.19496 | 0.45694 | 0.9301 | 0.056732 | 0.39257 | 0.19955 | 0.10684
2081 | 1 | 0.0001155 | 7.4224e-05 | 0 | 0.00022322 | 0.00011416 | 0.098853 | 0.47973 | 0.8873 | 0.062454 | 0.42098 | 0.058253 | 0.090814
2082 | 1 | 0.00010835 | 9.6804e-05 | 0 | 0.00016448 | 0.00011416 | 0.026329 | 0.48836 | 0.836 | 0.15364 | 0.48992 | 0.0015704 | 0.053898
2083 | 1 | 0.00011583 | 0.00011707 | 0 | 0.00011748 | 0.00011416 | 0.0051688 | 0.50737 | 0.8531 | 0.25432 | 0.55362 | 0.010201 | 0
2084 | 1 | 0.00013256 | 0.00012685 | 0 | 8.8113e-05 | 0.00011416 | 0 | 0.54723 | 0.8697 | 0.25895 | 0.53442 | 0.10618 | 0
2085 | 1 | 0.0001243 | 0.00013352 | 0 | 5.8742e-05 | 0.00011416 | 0 | 0.58563 | 0.8498 | 0.1176 | 0.50514 | 0.14184 | 0
2086 | 1 | 0.00011024 | 0.00013738 | 0 | 3.7595e-05 | 0.00011416 | 0 | 0.58718 | 0.8451 | 0.13514 | 0.5031 | 0.086783 | 0
2087 | 1 | 0.00011388 | 0.00013945 | 0 | 2.3497e-05 | 0.00011416 | 0 | 0.57612 | 0.8302 | 0.12637 | 0.48749 | 0.0273 | 0
2088 | 1 | 0.0001223 | 0.00014104 | 0 | 9.3987e-06 | 0.00011416 | 0 | 0.56691 | 0.7958 | 0.091186 | 0.44512 | 0.0013373 | 0
2089 | 1 | 0.00011066 | 0.00014393 | 0 | 5.8742e-06 | 0.00011416 | 0 | 0.56449 | 0.8309 | 0.060263 | 0.41478 | 0.068568 | 0
2090 | 1 | 9.8112e-05 | 0.00014708 | 0 | 2.3497e-06 | 0.00011416 | 0 | 0.55382 | 0.7984 | 0.052958 | 0.39907 | 0.28635 | 0
2091 | 1 | 9.1307e-05 | 0.0001488 | 0 | 1.1748e-06 | 0.00011416 | 0 | 0.54538 | 0.8116 | 0.024349 | 0.36455 | 0.36769 | 0
2092 | 1 | 7.0588e-05 | 0.00015186 | 0 | 1.4098e-05 | 0.00011416 | 0 | 0.54335 | 0.7834 | 0.020575 | 0.35098 | 0.22739 | 0
2093 | 1 | 6.2193e-05 | 0.00015536 | 0 | 3.7595e-05 | 0.00011416 | 0 | 0.54917 | 0.7958 | 0.018262 | 0.36232 | 0.066242 | 0
2094 | 1 | 6.3125e-05 | 0.00015559 | 0 | 9.3987e-05 | 0.00011416 | 0.0075917 | 0.56488 | 0.8067 | 0.021549 | 0.39568 | 0.0016614 | 0
2095 | 1 | 6.6213e-05 | 0.00014704 | 0 | 0.0001821 | 0.00011416 | 0.045388 | 0.5897 | 0.8662 | 0.027514 | 0.42156 | 0.012788 | 0
2096 | 1 | 7.675e-05 | 0.00013393 | 0 | 0.0001586 | 0.00011416 | 0.12486 | 0.62965 | 0.8656 | 0.041149 | 0.44929 | 0.12432 | 0.0038443
2097 | 1 | 9.479e-05 | 0.00011867 | 0 | 0.00014685 | 0.00011416 | 0.20691 | 0.67155 | 0.8374 | 0.061115 | 0.45395 | 0.16196 | 0.012458
2098 | 1 | 0.00011013 | 0.0001038 | 0 | 0.00016448 | 0.00011416 | 0.24552 | 0.69259 | 0.9291 | 0.055758 | 0.43795 | 0.097148 | 0.076473
2099 | 1 | 0.00012374 | 8.895e-05 | 0 | 0.00018797 | 0.00011416 | 0.26926 | 0.70491 | 0.9585 | 0.092403 | 0.42709 | 0.029515 | 0.015745
2100 | 1 | 0.00014045 | 7.2874e-05 | 0 | 0.00020677 | 0.00011416 | 0.2754 | 0.71024 | 0.9681 | 0.074629 | 0.4075 | 0.0013373 | 0.0084797
2101 | 1 | 0.00013557 | 6.5511e-05 | 0 | 0.00018797 | 0.00011416 | 0.27475 | 0.70607 | 0.9828 | 0.053202 | 0.38443 | 0.07614 | 0
2102 | 1 | 0.00012258 | 6.7352e-05 | 0 | 0.00019032 | 0.00011416 | 0.26975 | 0.70559 | 0.9869 | 0.063794 | 0.3693 | 0.31504 | 0
2103 | 1 | 0.00011057 | 7.2792e-05 | 0 | 0.00021382 | 0.00011416 | 0.21596 | 0.70064 | 0.9827 | 0.058802 | 0.37095 | 0.40529 | 0.24971
2104 | 1 | 0.00010254 | 8.1178e-05 | 0 | 0.00022322 | 0.00011416 | 0.15022 | 0.68968 | 0.9543 | 0.038593 | 0.39917 | 0.24989 | 0
2105 | 1 | 0.00010068 | 9.1241e-05 | 0 | 0.00022322 | 0.00011416 | 0.07737 | 0.68949 | 0.9504 | 0.056245 | 0.43465 | 0.07269 | 0.0039891
2106 | 1 | 0.00010884 | 0.00010343 | 0 | 0.00016448 | 0.00011416 | 0.020837 | 0.69472 | 0.9651 | 0.14061 | 0.47314 | 0.0017319 | 0.11298
2107 | 1 | 0.00012066 | 0.00011245 | 0 | 0.00011748 | 0.00011416 | 0.006784 | 0.69628 | 0.9722 | 0.21183 | 0.51629 | 0.014991 | 0
2108 | 1 | 0.0001276 | 0.00011758 | 0 | 8.8113e-05 | 0.00011416 | 0 | 0.69637 | 0.97 | 0.14853 | 0.53277 | 0.1392 | 0
2109 | 1 | 0.00011994 | 0.00012223 | 0 | 5.8742e-05 | 0.00011416 | 0 | 0.69191 | 0.9622 | 0.18213 | 0.53326 | 0.17824 | 0
2110 | 1 | 0.00011933 | 0.00012583 | 0 | 3.7595e-05 | 0.00011416 | 0 | 0.68542 | 0.9567 | 0.15157 | 0.5033 | 0.10544 | 0
2111 | 1 | 0.00012291 | 0.00012945 | 0 | 2.3497e-05 | 0.00011416 | 0 | 0.67572 | 0.9578 | 0.10933 | 0.49777 | 0.031253 | 0
2112 | 1 | 0.00010865 | 0.00013409 | 0 | 9.3987e-06 | 0.00011416 | 0 | 0.66127 | 0.9649 | 0.083029 | 0.48982 | 0.0013373 | 0
2113 | 1 | 9.7054e-05 | 0.00013865 | 0 | 5.8742e-06 | 0.00011416 | 0 | 0.64595 | 0.972 | 0.058559 | 0.48478 | 0.081485 | 0
2114 | 1 | 8.9049e-05 | 0.00014309 | 0 | 2.3497e-06 | 0.00011416 | 0 | 0.64517 | 0.9742 | 0.052228 | 0.49147 | 0.3352 | 0
2115 | 1 | 7.4848e-05 | 0.00014769 | 0 | 1.1748e-06 | 0.00011416 | 0 | 0.61734 | 0.9718 | 0.050645 | 0.4969 | 0.43173 | 0
2116 | 1 | 6.9483e-05 | 0.00015274 | 0 | 1.4098e-05 | 0.00011416 | 0 | 0.56866 | 0.9469 | 0.06282 | 0.51386 | 0.26569 | 0
2117 | 1 | 8.0553e-05 | 0.00015818 | 0 | 3.7595e-05 | 0.00011416 | 0 | 0.5256 | 0.9258 | 0.091308 | 0.53558 | 0.077214 | 0
2118 | 1 | 0.00010857 | 0.0001625 | 0 | 9.3987e-05 | 0.00011416 | 0.00953 | 0.50912 | 0.8963 | 0.26175 | 0.56108 | 0.00178 | 0
2119 | 1 | 0.00013769 | 0.00015597 | 0 | 0.0001821 | 0.00011416 | 0.047004 | 0.5064 | 0.8471 | 0.3197 | 0.59579 | 0.016592 | 0
2120 | 1 | 0.00015296 | 0.00013955 | 0 | 0.0001586 | 0.00011416 | 0.12357 | 0.50349 | 0.8226 | 0.33869 | 0.6179 | 0.14976 | 0.0014374
2121 | 1 | 0.00016267 | 0.00012137 | 0 | 0.00014685 | 0.00011416 | 0.14731 | 0.50815 | 0.7676 | 0.29231 | 0.62498 | 0.18967 | 0.0057163
2122 | 1 | 0.00016321 | 0.00010597 | 0 | 0.00016448 | 0.00011416 | 0.23518 | 0.52269 | 0.777 | 0.27818 | 0.61412 | 0.11122 | 0.026899
2123 | 1 | 0.00016737 | 9.1896e-05 | 0 | 0.00018797 | 0.00011416 | 0.31384 | 0.53452 | 0.7569 | 0.23582 | 0.6211 | 0.032448 | 0.016971
2124 | 1 | 0.00017332 | 8.081e-05 | 0 | 0.00020677 | 0.00011416 | 0.33193 | 0.53675 | 0.7888 | 0.19016 | 0.6115 | 0.0013373 | 0.037953
2125 | 1 | 0.00016902 | 7.3365e-05 | 0 | 0.00018797 | 0.00011416 | 0.3237 | 0.53229 | 0.8388 | 0.16216 | 0.60704 | 0.084249 | 0.16857
2126 | 1 | 0.00016223 | 7.1974e-05 | 0 | 0.00019032 | 0.00011416 | 0.2817 | 0.51522 | 0.8709 | 0.12418 | 0.59996 | 0.34559 | 0.0062957
2127 | 1 | 0.00014968 | 7.4429e-05 | 0 | 0.00021382 | 0.00011416 | 0.2439 | 0.51241 | 0.8703 | 0.12223 | 0.58949 | 0.44538 | 0.21983
2128 | 1 | 0.00014175 | 8.2119e-05 | 0 | 0.00022322 | 0.00011416 | 0.17881 | 0.48691 | 0.8638 | 0.12649 | 0.59395 | 0.27383 | 0.014263
2129 | 1 | 0.00013687 | 9.4943e-05 | 0 | 0.00022322 | 0.00011416 | 0.093038 | 0.45753 | 0.8632 | 0.25469 | 0.60452 | 0.079544 | 0.5741
2130 | 1 | 0.00013884 | 0.0001154 | 0 | 0.00016448 | 0.00011416 | 0.02859 | 0.40593 | 0.8464 | 0.3533 | 0.6148 | 0.0018044 | 0.37589
2131 | 1 | 0.0001422 | 0.00013376 | 0 | 0.00011748 | 0.00011416 | 0.0077532 | 0.38916 | 0.865 | 0.25286 | 0.62003 | 0.017434 | 0
2132 | 1 | 0.00014148 | 0.00013701 | 0 | 8.8113e-05 | 0.00011416 | 0 | 0.45142 | 0.8889 | 0.16143 | 0.62129 | 0.15523 | 0
2133 | 1 | 0.00012859 | 0.00013691 | 0 | 5.8742e-05 | 0.00011416 | 0 | 0.53986 | 0.9117 | 0.12016 | 0.61431 | 0.19557 | 0
2134 | 1 | 0.00012967 | 0.00013145 | 0 | 3.7595e-05 | 0.00011416 | 0 | 0.61317 | 0.9305 | 0.11626 | 0.59686 | 0.11419 | 0
2135 | 1 | 0.00013544 | 0.00012515 | 0 | 2.3497e-05 | 0.00011416 | 0 | 0.65138 | 0.954 | 0.094229 | 0.58736 | 0.033057 | 0
2136 | 1 | 0.00012016 | 0.00012352 | 0 | 9.3987e-06 | 0.00011416 | 0 | 0.66476 | 0.9581 | 0.073898 | 0.58648 | 0.0013373 | 0
2137 | 1 | 0.00010718 | 0.00012648 | 0 | 5.8742e-06 | 0.00011416 | 0 | 0.68173 | 0.9622 | 0.10738 | 0.58105 | 0.087075 | 0
2138 | 1 | 9.8625e-05 | 0.00013145 | 0 | 2.3497e-06 | 0.00011416 | 0 | 0.67853 | 0.9714 | 0.1047 | 0.57727 | 0.3562 | 0
2139 | 1 | 8.5189e-05 | 0.00013397 | 0 | 1.1748e-06 | 0.00011416 | 0 | 0.66534 | 0.9762 | 0.060506 | 0.57766 | 0.4593 | 0
2140 | 1 | 8.1122e-05 | 0.00013356 | 0 | 1.4098e-05 | 0.00011416 | 0 | 0.65147 | 0.9804 | 0.072437 | 0.57533 | 0.28213 | 0
2141 | 1 | 9.1974e-05 | 0.0001326 | 0 | 3.7595e-05 | 0.00011416 | 0 | 0.6537 | 0.981 | 0.14074 | 0.58881 | 0.081921 | 0
2142 | 1 | 0.00011939 | 0.00013219 | 0 | 9.3987e-05 | 0.00011416 | 0.012114 | 0.67155 | 0.9827 | 0.29669 | 0.60054 | 0.001829 | 0
2143 | 1 | 0.00014954 | 0.00012358 | 0 | 0.0001821 | 0.00011416 | 0.060572 | 0.67465 | 0.9837 | 0.38276 | 0.60142 | 0.018303 | 0
2144 | 1 | 0.0001621 | 0.00011274 | 0 | 0.0001586 | 0.00011416 | 0.15264 | 0.67097 | 0.9825 | 0.41709 | 0.61402 | 0.16083 | 0
2145 | 1 | 0.00016888 | 0.00010249 | 0 | 0.00014685 | 0.00011416 | 0.23825 | 0.68542 | 0.9793 | 0.34599 | 0.62003 | 0.20159 | 0
2146 | 1 | 0.00017128 | 9.2386e-05 | 0 | 0.00016448 | 0.00011416 | 0.31772 | 0.68862 | 0.9786 | 0.33406 | 0.62595 | 0.11721 | 0
2147 | 1 | 0.00017547 | 7.9583e-05 | 0 | 0.00018797 | 0.00011416 | 0.37005 | 0.68125 | 0.971 | 0.31288 | 0.61402 | 0.033674 | 0
2148 | 1 | 0.00017725 | 6.862e-05 | 0 | 0.00020677 | 0.00011416 | 0.3917 | 0.67339 | 0.9453 | 0.25189 | 0.59773 | 0.0013373 | 0.0055937
2149 | 1 | 0.00017163 | 6.2116e-05 | 0 | 0.00018797 | 0.00011416 | 0.39638 | 0.67659 | 0.901 | 0.24568 | 0.57882 | 0.087075 | 0.020781
2150 | 1 | 0.00016495 | 5.9416e-05 | 0 | 0.00019032 | 0.00011416 | 0.37571 | 0.6764 | 0.8498 | 0.14901 | 0.56593 | 0.3562 | 0
2151 | 1 | 0.0001522 | 6.1911e-05 | 0 | 0.00021382 | 0.00011416 | 0.32967 | 0.66524 | 0.8524 | 0.1495 | 0.57369 | 0.4593 | 0.031445
2152 | 1 | 0.00014109 | 7.2874e-05 | 0 | 0.00022322 | 0.00011416 | 0.25731 | 0.66903 | 0.868 | 0.14621 | 0.59114 | 0.28213 | 0.13442
2153 | 1 | 0.00013292 | 9.1916e-05 | 0 | 0.00022322 | 0.00011416 | 0.13213 | 0.65972 | 0.8575 | 0.173 | 0.60045 | 0.081921 | 0.056583
2154 | 1 | 0.00013045 | 0.00011943 | 0 | 0.00016448 | 0.00011416 | 0.038604 | 0.6443 | 0.8226 | 0.20745 | 0.62304 | 0.001829 | 0.052917
2155 | 1 | 0.00012997 | 0.00014624 | 0 | 0.00011748 | 0.00011416 | 0.0080762 | 0.61976 | 0.8257 | 0.30728 | 0.6274 | 0.018303 | 0
2156 | 1 | 0.00012877 | 0.00016092 | 0 | 8.8113e-05 | 0.00011416 | 0 | 0.59736 | 0.8156 | 0.402 | 0.62517 | 0.16083 | 0
2157 | 1 | 0.00011972 | 0.00017381 | 0 | 5.8742e-05 | 0.00011416 | 0 | 0.58699 | 0.7761 | 0.34612 | 0.62488 | 0.20159 | 0
2158 | 1 | 0.00011671 | 0.00018465 | 0 | 3.7595e-05 | 0.00011416 | 0 | 0.57467 | 0.7529 | 0.2833 | 0.62614 | 0.11721 | 0
2159 | 1 | 0.00011924 | 0.00019369 | 0 | 2.3497e-05 | 0.00011416 | 0 | 0.56711 | 0.7637 | 0.19199 | 0.6211 | 0.033674 | 0
2160 | 1 | 0.00010321 | 0.00020128 | 0 | 9.3987e-06 | 0.00011416 | 0 | 0.56284 | 0.7559 | 0.14122 | 0.60781 | 0.0013373 | 0
2161 | 1 | 8.9493e-05 | 0.00020793 | 0 | 5.8742e-06 | 0.00011416 | 0 | 0.53578 | 0.7269 | 0.12406 | 0.59521 | 0.084249 | 0
2162 | 1 | 8.1898e-05 | 0.00021539 | 0 | 2.3497e-06 | 0.00011416 | 0 | 0.51028 | 0.6802 | 0.085951 | 0.58464 | 0.34559 | 0
2163 | 1 | 6.846e-05 | 0.00022361 | 0 | 1.1748e-06 | 0.00011416 | 0 | 0.51038 | 0.6909 | 0.082664 | 0.57834 | 0.44538 | 0
2164 | 1 | 6.2352e-05 | 0.00023163 | 0 | 1.4098e-05 | 0.00011416 | 0 | 0.50339 | 0.7093 | 0.094595 | 0.57902 | 0.27383 | 0
2165 | 1 | 7.2447e-05 | 0.00023989 | 0 | 3.7595e-05 | 0.00011416 | 0 | 0.48652 | 0.6766 | 0.19771 | 0.61247 | 0.079544 | 0
2166 | 1 | 9.893e-05 | 0.00024689 | 0 | 9.3987e-05 | 0.00011416 | 0.01276 | 0.46363 | 0.5872 | 0.44363 | 0.62294 | 0.0018044 | 0
2167 | 1 | 0.00013055 | 0.00023186 | 0 | 0.0001821 | 0.00011416 | 0.066871 | 0.45374 | 0.4844 | 0.49136 | 0.62022 | 0.017434 | 0
2168 | 1 | 0.00015105 | 0.00020199 | 0 | 0.0001586 | 0.00011416 | 0.18801 | 0.43784 | 0.4259 | 0.46238 | 0.63196 | 0.15523 | 0.038499
2169 | 1 | 0.00016158 | 0.00017377 | 0 | 0.00014685 | 0.00011416 | 0.30657 | 0.4711 | 0.6116 | 0.41259 | 0.62633 | 0.19557 | 0.23871
2170 | 1 | 0.00016384 | 0.00015311 | 0 | 0.00016448 | 0.00011416 | 0.39121 | 0.46974 | 0.5337 | 0.3824 | 0.62546 | 0.11419 | 0.45429
2171 | 1 | 0.00016639 | 0.00013695 | 0 | 0.00018797 | 0.00011416 | 0.43612 | 0.47178 | 0.4786 | 0.3421 | 0.61509 | 0.033057 | 0.73987
2172 | 1 | 0.0001691 | 0.00012446 | 0 | 0.00020677 | 0.00011416 | 0.46374 | 0.47837 | 0.4669 | 0.30582 | 0.61121 | 0.0013373 | 0.93796
2173 | 1 | 0.00016354 | 0.00011636 | 0 | 0.00018797 | 0.00011416 | 0.47149 | 0.49263 | 0.4771 | 0.24945 | 0.60258 | 0.081485 | 0.97306
2174 | 1 | 0.00015774 | 0.00011311 | 0 | 0.00019032 | 0.00011416 | 0.4555 | 0.50456 | 0.5207 | 0.18542 | 0.58794 | 0.3352 | 0.90177
2175 | 1 | 0.00014446 | 0.00011513 | 0 | 0.00021382 | 0.00011416 | 0.39622 | 0.50659 | 0.5691 | 0.1551 | 0.59783 | 0.43173 | 0.90301
2176 | 1 | 0.0001342 | 0.00012317 | 0 | 0.00022322 | 0.00011416 | 0.29672 | 0.52085 | 0.6196 | 0.11322 | 0.60781 | 0.26569 | 0.76873
2177 | 1 | 0.0001273 | 0.00013826 | 0 | 0.00022322 | 0.00011416 | 0.1738 | 0.48245 | 0.6456 | 0.17872 | 0.61926 | 0.077214 | 0.58863
2178 | 1 | 0.00012712 | 0.00016553 | 0 | 0.00016448 | 0.00011416 | 0.069617 | 0.44434 | 0.6182 | 0.30752 | 0.63428 | 0.00178 | 0.25683
2179 | 1 | 0.00012624 | 0.00019833 | 0 | 0.00011748 | 0.00011416 | 0.032628 | 0.3976 | 0.673 | 0.458 | 0.64146 | 0.016592 | 0
2180 | 1 | 0.0001264 | 0.00021044 | 0 | 8.8113e-05 | 0.00011416 | 0 | 0.38324 | 0.6885 | 0.41624 | 0.63564 | 0.14976 | 0
2181 | 1 | 0.0001172 | 0.00021842 | 0 | 5.8742e-05 | 0.00011416 | 0 | 0.36831 | 0.6481 | 0.33881 | 0.63002 | 0.18967 | 0
2182 | 1 | 0.00011476 | 0.00022421 | 0 | 3.7595e-05 | 0.00011416 | 0 | 0.38189 | 0.5816 | 0.35013 | 0.6337 | 0.11122 | 0
2183 | 1 | 0.00011974 | 0.00022924 | 0 | 2.3497e-05 | 0.00011416 | 0 | 0.41912 | 0.5719 | 0.15851 | 0.61848 | 0.032448 | 0
2184 | 1 | 0.00010455 | 0.00023282 | 0 | 9.3987e-06 | 0.00011416 | 0 | 0.45239 | 0.6089 | 0.10726 | 0.61189 | 0.0013373 | 0
2185 | 1 | 9.258e-05 | 0.000233 | 0 | 5.8742e-06 | 0.00011416 | 0 | 0.48245 | 0.6669 | 0.096299 | 0.60171 | 0.07614 | 0
2186 | 1 | 8.7088e-05 | 0.00023147 | 0 | 2.3497e-06 | 0.00011416 | 0 | 0.51581 | 0.7115 | 0.10567 | 0.58183 | 0.31504 | 0
2187 | 1 | 7.5508e-05 | 0.0002276 | 0 | 1.1748e-06 | 0.00011416 | 0 | 0.54403 | 0.7236 | 0.090821 | 0.58687 | 0.40529 | 0
2188 | 1 | 7.2852e-05 | 0.0002239 | 0 | 1.4098e-05 | 0.00011416 | 0 | 0.55867 | 0.6838 | 0.11639 | 0.58202 | 0.24989 | 0
2189 | 1 | 8.3598e-05 | 0.00022159 | 0 | 3.7595e-05 | 0.00011416 | 0 | 0.57448 | 0.6742 | 0.21707 | 0.5988 | 0.07269 | 0
2190 | 1 | 0.00011345 | 0.00021868 | 0 | 9.3987e-05 | 0.00011416 | 0.037312 | 0.56623 | 0.6897 | 0.41247 | 0.62818 | 0.0017319 | 0
2191 | 1 | 0.00014493 | 0.0002021 | 0 | 0.0001821 | 0.00011416 | 0.088354 | 0.54597 | 0.6705 | 0.4821 | 0.6338 | 0.014991 | 0
2192 | 1 | 0.00016097 | 0.00018023 | 0 | 0.0001586 | 0.00011416 | 0.19286 | 0.50844 | 0.6456 | 0.47005 | 0.64708 | 0.1392 | 0.036125
2193 | 1 | 0.00017122 | 0.00015777 | 0 | 0.00014685 | 0.00011416 | 0.28218 | 0.46431 | 0.6275 | 0.43097 | 0.64863 | 0.17824 | 0.16533
2194 | 1 | 0.00017432 | 0.00013871 | 0 | 0.00016448 | 0.00011416 | 0.32919 | 0.43716 | 0.6248 | 0.43621 | 0.64214 | 0.10544 | 0.44138
2195 | 1 | 0.00017799 | 0.00012258 | 0 | 0.00018797 | 0.00011416 | 0.37732 | 0.3814 | 0.7013 | 0.35342 | 0.64 | 0.031253 | 0.67822
2196 | 1 | 0.00017984 | 0.00010994 | 0 | 0.00020677 | 0.00011416 | 0.41173 | 0.34765 | 0.7115 | 0.31008 | 0.63942 | 0.0013373 | 0.90837
2197 | 1 | 0.00017609 | 0.0001019 | 0 | 0.00018797 | 0.00011416 | 0.42836 | 0.30372 | 0.6909 | 0.27502 | 0.62769 | 0.071033 | 0.905
2198 | 1 | 0.00016991 | 9.8195e-05 | 0 | 0.00019032 | 0.00011416 | 0.42093 | 0.28035 | 0.6979 | 0.15851 | 0.61567 | 0.29571 | 0.62274
2199 | 1 | 0.00015913 | 9.9463e-05 | 0 | 0.00021382 | 0.00011416 | 0.36844 | 0.25339 | 0.7093 | 0.18809 | 0.60607 | 0.37996 | 0.32695
2200 | 1 | 0.00015085 | 0.00010687 | 0 | 0.00022322 | 0.00011416 | 0.26635 | 0.19889 | 0.6814 | 0.27234 | 0.61334 | 0.23473 | 0.55215
2201 | 1 | 0.0001422 | 0.00012075 | 0 | 0.00022322 | 0.00011416 | 0.14747 | 0.17 | 0.634 | 0.27076 | 0.63622 | 0.068347 | 0.049641
2202 | 1 | 0.00014108 | 0.00014501 | 0 | 0.00016448 | 0.00011416 | 0.043612 | 0.14236 | 0.538 | 0.30558 | 0.65755 | 0.0016847 | 0.0092374
2203 | 1 | 0.00013849 | 0.00017428 | 0 | 0.00011748 | 0.00011416 | 0.0062995 | 0.12025 | 0.5451 | 0.30144 | 0.6687 | 0.013496 | 0
2204 | 1 | 0.00013546 | 0.00018692 | 0 | 8.8113e-05 | 0.00011416 | 0 | 0.1155 | 0.5091 | 0.26114 | 0.66366 | 0.12916 | 0
2205 | 1 | 0.00012563 | 0.00019639 | 0 | 5.8742e-05 | 0.00011416 | 0 | 0.1091 | 0.4347 | 0.22389 | 0.66589 | 0.16727 | 0
2206 | 1 | 0.0001224 | 0.00020377 | 0 | 3.7595e-05 | 0.00011416 | 0 | 0.10415 | 0.4085 | 0.31446 | 0.64369 | 0.099862 | 0
2207 | 1 | 0.00012503 | 0.00020983 | 0 | 2.3497e-05 | 0.00011416 | 0 | 0.098623 | 0.3883 | 0.1943 | 0.64514 | 0.030087 | 0
2208 | 1 | 0.00010919 | 0.00021435 | 0 | 9.3987e-06 | 0.00011416 | 0 | 0.099593 | 0.3754 | 0.15023 | 0.62876 | 0.0013373 | 0
2209 | 1 | 9.4919e-05 | 0.0002178 | 0 | 5.8742e-06 | 0.00011416 | 0 | 0.098623 | 0.343 | 0.1372 | 0.62585 | 0.06381 | 0
2210 | 1 | 8.7458e-05 | 0.00021954 | 0 | 2.3497e-06 | 0.00011416 | 0 | 0.1024 | 0.3514 | 0.12564 | 0.62052 | 0.26822 | 0
2211 | 1 | 7.511e-05 | 0.00021928 | 0 | 1.1748e-06 | 0.00011416 | 0 | 0.10337 | 0.35 | 0.1226 | 0.61169 | 0.34396 | 0
2212 | 1 | 7.0203e-05 | 0.00021932 | 0 | 1.4098e-05 | 0.00011416 | 0 | 0.10716 | 0.3711 | 0.10567 | 0.61896 | 0.21317 | 0
2213 | 1 | 7.9284e-05 | 0.00022112 | 0 | 3.7595e-05 | 0.00011416 | 0 | 0.10997 | 0.3697 | 0.12953 | 0.63002 | 0.062162 | 0
2214 | 1 | 0.00010552 | 0.00022075 | 0 | 9.3987e-05 | 0.00011416 | 0.01163 | 0.12005 | 0.3854 | 0.35683 | 0.656 | 0.0016155 | 0
2215 | 1 | 0.00013553 | 0.00020193 | 0 | 0.0001821 | 0.00011416 | 0.062026 | 0.12558 | 0.4128 | 0.39688 | 0.67025 | 0.011446 | 0
2216 | 1 | 0.00015246 | 0.00017774 | 0 | 0.0001586 | 0.00011416 | 0.15959 | 0.12869 | 0.3955 | 0.40321 | 0.67617 | 0.11501 | 0.00047914
2217 | 1 | 0.0001663 | 0.00014886 | 0 | 0.00014685 | 0.00011416 | 0.24875 | 0.11346 | 0.5394 | 0.37448 | 0.67084 | 0.15168 | 0.051057
2218 | 1 | 0.00017153 | 0.00012352 | 0 | 0.00016448 | 0.00011416 | 0.31788 | 0.11724 | 0.6569 | 0.37521 | 0.68693 | 0.091868 | 0.035434
2219 | 1 | 0.00017458 | 0.00010605 | 0 | 0.00018797 | 0.00011416 | 0.35972 | 0.12364 | 0.716 | 0.36413 | 0.6814 | 0.028393 | 0
2220 | 1 | 0.00017918 | 9.4002e-05 | 0 | 0.00020677 | 0.00011416 | 0.38136 | 0.13159 | 0.7258 | 0.33613 | 0.67355 | 0.0013373 | 0
2221 | 1 | 0.0001741 | 8.666e-05 | 0 | 0.00018797 | 0.00011416 | 0.38653 | 0.12694 | 0.6506 | 0.31872 | 0.65435 | 0.057093 | 0
2222 | 1 | 0.00016529 | 8.4164e-05 | 0 | 0.00019032 | 0.00011416 | 0.35859 | 0.13053 | 0.6392 | 0.27307 | 0.64446 | 0.24249 | 0
2223 | 1 | 0.00015294 | 8.6905e-05 | 0 | 0.00021382 | 0.00011416 | 0.30367 | 0.13373 | 0.7182 | 0.27295 | 0.63826 | 0.31032 | 0
2224 | 1 | 0.00014276 | 9.5004e-05 | 0 | 0.00022322 | 0.00011416 | 0.21192 | 0.13567 | 0.7598 | 0.23971 | 0.64088 | 0.19297 | 0
2225 | 1 | 0.00013637 | 0.00010818 | 0 | 0.00022322 | 0.00011416 | 0.10903 | 0.13557 | 0.6717 | 0.34855 | 0.6656 | 0.056361 | 0.013227
2226 | 1 | 0.00013701 | 0.0001302 | 0 | 0.00016448 | 0.00011416 | 0.032143 | 0.13373 | 0.5691 | 0.3729 | 0.68693 | 0.0015481 | 0.018107
2227 | 1 | 0.00013642 | 0.00015037 | 0 | 0.00011748 | 0.00011416 | 0.0062995 | 0.12859 | 0.6392 | 0.35159 | 0.68179 | 0.0096143 | 0
2228 | 1 | 0.00013417 | 0.00015945 | 0 | 8.8113e-05 | 0.00011416 | 0 | 0.12752 | 0.6169 | 0.26175 | 0.67171 | 0.10194 | 0
2229 | 1 | 0.0001259 | 0.00016722 | 0 | 5.8742e-05 | 0.00011416 | 0 | 0.11414 | 0.4932 | 0.30022 | 0.6719 | 0.13708 | 0
2230 | 1 | 0.00012493 | 0.0001753 | 0 | 3.7595e-05 | 0.00011416 | 0 | 0.11113 | 0.4669 | 0.45435 | 0.67345 | 0.084313 | 0
2231 | 1 | 0.00012729 | 0.00018336 | 0 | 2.3497e-05 | 0.00011416 | 0 | 0.10764 | 0.4332 | 0.3673 | 0.66725 | 0.026764 | 0
2232 | 1 | 0.00010926 | 0.00019036 | 0 | 9.3987e-06 | 0.00011416 | 0 | 0.096393 | 0.3983 | 0.16983 | 0.64912 | 0.0013373 | 0
2233 | 1 | 9.1889e-05 | 0.00019688 | 0 | 5.8742e-06 | 0.00011416 | 0 | 0.088344 | 0.343 | 0.11821 | 0.63167 | 0.046976 | 0
2234 | 1 | 8.1993e-05 | 0.00020154 | 0 | 2.3497e-06 | 0.00011416 | 0 | 0.098526 | 0.2971 | 0.074385 | 0.61761 | 0.20336 | 0
2235 | 1 | 6.6748e-05 | 0.00020179 | 0 | 1.1748e-06 | 0.00011416 | 0 | 0.1089 | 0.3683 | 0.10823 | 0.59637 | 0.25925 | 0
2236 | 1 | 5.8256e-05 | 0.00020175 | 0 | 1.4098e-05 | 0.00011416 | 0 | 0.10502 | 0.3157 | 0.099464 | 0.59395 | 0.1622 | 0
2237 | 1 | 5.9698e-05 | 0.00020453 | 0 | 3.7595e-05 | 0.00011416 | 0 | 0.10774 | 0.313 | 0.097029 | 0.60054 | 0.047516 | 0
2238 | 1 | 6.8923e-05 | 0.00020582 | 0 | 9.3987e-05 | 0.00011416 | 0.011307 | 0.11637 | 0.3911 | 0.10202 | 0.60966 | 0.0014402 | 0
2239 | 1 | 8.0276e-05 | 0.0001925 | 0 | 0.0001821 | 0.00011416 | 0.06041 | 0.11433 | 0.3683 | 0.12503 | 0.61974 | 0.0070149 | 0
2240 | 1 | 9.8644e-05 | 0.00017471 | 0 | 0.0001586 | 0.00011416 | 0.14876 | 0.12481 | 0.2663 | 0.24945 | 0.62071 | 0.082421 | 0
2241 | 1 | 0.00011899 | 0.00015344 | 0 | 0.00014685 | 0.00011416 | 0.23147 | 0.15623 | 0.2997 | 0.22413 | 0.64534 | 0.11489 | 0.0018497
2242 | 1 | 0.00012931 | 0.00013395 | 0 | 0.00016448 | 0.00011416 | 0.29801 | 0.18735 | 0.2828 | 0.16338 | 0.65571 | 0.072661 | 0.010229
2243 | 1 | 0.00013548 | 0.00011881 | 0 | 0.00018797 | 0.00011416 | 0.32951 | 0.21732 | 0.3252 | 0.25274 | 0.65678 | 0.02419 | 0.0050811
2244 | 1 | 0.00014654 | 0.00010697 | 0 | 0.00020677 | 0.00011416 | 0.33258 | 0.25485 | 0.3854 | 0.16545 | 0.64543 | 0.0013373 | 0.1714
2245 | 1 | 0.00014034 | 0.0001001 | 0 | 0.00018797 | 0.00011416 | 0.33678 | 0.30498 | 0.4376 | 0.084368 | 0.63603 | 0.039802 | 0.45241
2246 | 1 | 0.00013067 | 0.00010149 | 0 | 0.00019032 | 0.00011416 | 0.33 | 0.32632 | 0.5422 | 0.081812 | 0.62701 | 0.17527 | 0.33415
2247 | 1 | 0.00011895 | 0.0001091 | 0 | 0.00021382 | 0.00011416 | 0.27265 | 0.36394 | 0.6644 | 0.09216 | 0.61489 | 0.22268 | 0.045229
2248 | 1 | 0.00010898 | 0.0001208 | 0 | 0.00022322 | 0.00011416 | 0.19157 | 0.36443 | 0.7137 | 0.10823 | 0.60287 | 0.14009 | 0.17332
2249 | 1 | 0.00010321 | 0.00013767 | 0 | 0.00022322 | 0.00011416 | 0.10854 | 0.37035 | 0.7093 | 0.13392 | 0.61518 | 0.041147 | 0.014954
2250 | 1 | 0.00010518 | 0.00016103 | 0 | 0.00016448 | 0.00011416 | 0.03602 | 0.36171 | 0.6456 | 0.16533 | 0.63157 | 0.0013575 | 0.0066634
2251 | 1 | 0.00010472 | 0.00018929 | 0 | 0.00011748 | 0.00011416 | 0.0066225 | 0.34542 | 0.6379 | 0.18006 | 0.64456 | 0.0053101 | 0
2252 | 1 | 0.0001022 | 0.00020752 | 0 | 8.8113e-05 | 0.00011416 | 0 | 0.35279 | 0.7236 | 0.2262 | 0.64989 | 0.068734 | 0
2253 | 1 | 9.4339e-05 | 0.00022351 | 0 | 5.8742e-05 | 0.00011416 | 0 | 0.36782 | 0.7322 | 0.15802 | 0.63564 | 0.098975 | 0
2254 | 1 | 9.7753e-05 | 0.00023734 | 0 | 3.7595e-05 | 0.00011416 | 0 | 0.35929 | 0.6632 | 0.23606 | 0.63826 | 0.064153 | 0
2255 | 1 | 0.0001044 | 0.00024981 | 0 | 2.3497e-05 | 0.00011416 | 0 | 0.34707 | 0.6404 | 0.15498 | 0.63583 | 0.022253 | 0
2256 | 1 | 8.9829e-05 | 0.00026067 | 0 | 9.3987e-06 | 0.00011416 | 0 | 0.33931 | 0.643 | 0.077185 | 0.62197 | 0.0013373 | 0
2257 | 1 | 7.6118e-05 | 0.00026945 | 0 | 5.8742e-06 | 0.00011416 | 0 | 0.31837 | 0.6169 | 0.057219 | 0.61198 | 0.031913 | 0
2258 | 1 | 6.6404e-05 | 0.00027648 | 0 | 2.3497e-06 | 0.00011416 | 0 | 0.31226 | 0.5775 | 0.050402 | 0.60888 | 0.14396 | 0
2259 | 1 | 4.9232e-05 | 0.00028732 | 0 | 1.1748e-06 | 0.00011416 | 0 | 0.30401 | 0.5351 | 0.055028 | 0.6051 | 0.18203 | 0
2260 | 1 | 4.0098e-05 | 0.0002934 | 0 | 1.4098e-05 | 0.00011416 | 0 | 0.30401 | 0.499 | 0.074142 | 0.58968 | 0.1154 | 0
2261 | 1 | 3.834e-05 | 0.00029974 | 0 | 3.7595e-05 | 0.00011416 | 0 | 0.29606 | 0.5004 | 0.069759 | 0.58445 | 0.03402 | 0
2262 | 1 | 4.3161e-05 | 0.00030518 | 0 | 9.3987e-05 | 0.00011416 | 0.013891 | 0.28346 | 0.5294 | 0.069394 | 0.59114 | 0.0012587 | 0
2263 | 1 | 5.1619e-05 | 0.00028855 | 0 | 0.0001821 | 0.00011416 | 0.082055 | 0.24845 | 0.5033 | 0.093986 | 0.59317 | 0.0035994 | 0
2264 | 1 | 7.1913e-05 | 0.00025284 | 0 | 0.0001586 | 0.00011416 | 0.22646 | 0.20801 | 0.4698 | 0.1355 | 0.59511 | 0.053873 | 0.0043457
2265 | 1 | 9.5286e-05 | 0.00020764 | 0 | 0.00014685 | 0.00011416 | 0.38669 | 0.21722 | 0.5803 | 0.11736 | 0.60054 | 0.081237 | 0.00091371
2266 | 1 | 0.00010767 | 0.00017328 | 0 | 0.00016448 | 0.00011416 | 0.50913 | 0.24748 | 0.5995 | 0.1159 | 0.61247 | 0.054488 | 0
2267 | 1 | 0.00011424 | 0.00014892 | 0 | 0.00018797 | 0.00011416 | 0.57761 | 0.27483 | 0.5899 | 0.11541 | 0.61683 | 0.019982 | 0
2268 | 1 | 0.00012293 | 0.00013057 | 0 | 0.00020677 | 0.00011416 | 0.59344 | 0.2659 | 0.5858 | 0.061846 | 0.6084 | 0.0013373 | 0
2269 | 1 | 0.00011187 | 0.00011808 | 0 | 0.00018797 | 0.00011416 | 0.581 | 0.26106 | 0.5981 | 0.043341 | 0.59705 | 0.023914 | 0
2270 | 1 | 9.7306e-05 | 0.00011155 | 0 | 0.00019032 | 0.00011416 | 0.53497 | 0.26096 | 0.6156 | 0.081446 | 0.59463 | 0.11161 | 0
2271 | 1 | 8.5279e-05 | 0.0001119 | 0 | 0.00021382 | 0.00011416 | 0.45502 | 0.26552 | 0.6327 | 0.044802 | 0.59259 | 0.14018 | 0
2272 | 1 | 7.5866e-05 | 0.00011881 | 0 | 0.00022322 | 0.00011416 | 0.34146 | 0.2691 | 0.6532 | 0.040662 | 0.5861 | 0.089831 | 0.0017049
2273 | 1 | 6.9476e-05 | 0.00013372 | 0 | 0.00022322 | 0.00011416 | 0.1927 | 0.25446 | 0.6669 | 0.070368 | 0.58833 | 0.026617 | 0.051803
2274 | 1 | 6.8125e-05 | 0.00016982 | 0 | 0.00016448 | 0.00011416 | 0.059926 | 0.23322 | 0.6262 | 0.11225 | 0.60481 | 0.0011466 | 0.032693
2275 | 1 | 6.5482e-05 | 0.00022277 | 0 | 0.00011748 | 0.00011416 | 0.0092069 | 0.22042 | 0.6481 | 0.17166 | 0.61266 | 0.0020875 | 0
2276 | 1 | 7.5592e-05 | 0.00024137 | 0 | 8.8113e-05 | 0.00011416 | 0 | 0.23604 | 0.7333 | 0.33224 | 0.61247 | 0.039075 | 0
2277 | 1 | 7.9465e-05 | 0.0002545 | 0 | 5.8742e-05 | 0.00011416 | 0 | 0.25621 | 0.7657 | 0.26978 | 0.61732 | 0.062917 | 0
2278 | 1 | 8.429e-05 | 0.00026681 | 0 | 3.7595e-05 | 0.00011416 | 0 | 0.26891 | 0.7647 | 0.32384 | 0.62158 | 0.044234 | 0
2279 | 1 | 9.0935e-05 | 0.00027925 | 0 | 2.3497e-05 | 0.00011416 | 0 | 0.27269 | 0.7427 | 0.17762 | 0.61926 | 0.017467 | 0
2280 | 1 | 7.7457e-05 | 0.00029121 | 0 | 9.3987e-06 | 0.00011416 | 0 | 0.25863 | 0.7171 | 0.053811 | 0.60549 | 0.0013373 | 0
2281 | 1 | 6.4154e-05 | 0.00030281 | 0 | 5.8742e-06 | 0.00011416 | 0 | 0.24408 | 0.6921 | 0.040419 | 0.59628 | 0.017378 | 0
2282 | 1 | 5.6031e-05 | 0.00031363 | 0 | 2.3497e-06 | 0.00011416 | 0 | 0.22847 | 0.6669 | 0.041758 | 0.59153 | 0.084504 | 0
2283 | 1 | 4.102e-05 | 0.00032291 | 0 | 1.1748e-06 | 0.00011416 | 0 | 0.20209 | 0.6417 | 0.060141 | 0.58455 | 0.10529 | 0
2284 | 1 | 3.3384e-05 | 0.00033085 | 0 | 1.4098e-05 | 0.00011416 | 0 | 0.18309 | 0.6156 | 0.053324 | 0.56971 | 0.068347 | 0
2285 | 1 | 3.4666e-05 | 0.00033735 | 0 | 3.7595e-05 | 0.00011416 | 0 | 0.17067 | 0.5995 | 0.062941 | 0.57398 | 0.020374 | 0
2286 | 1 | 4.3207e-05 | 0.0003368 | 0 | 9.3987e-05 | 0.00011416 | 0.015829 | 0.16932 | 0.5719 | 0.10409 | 0.59637 | 0.0010414 | 0
2287 | 1 | 5.9739e-05 | 0.00029336 | 0 | 0.0001821 | 0.00011416 | 0.092069 | 0.1508 | 0.4786 | 0.11517 | 0.59628 | 0.0010722 | 0
2288 | 1 | 8.1053e-05 | 0.00024564 | 0 | 0.0001586 | 0.00011416 | 0.25085 | 0.10551 | 0.3472 | 0.126 | 0.60171 | 0.02727 | 0.007722
2289 | 1 | 0.00010824 | 0.00018019 | 0 | 0.00014685 | 0.00011416 | 0.4169 | 0.088926 | 0.5004 | 0.14743 | 0.60064 | 0.047581 | 0.030108
2290 | 1 | 0.000123 | 0.00013399 | 0 | 0.00016448 | 0.00011416 | 0.53529 | 0.1185 | 0.7396 | 0.13733 | 0.59822 | 0.035355 | 0.0078669
2291 | 1 | 0.00012833 | 0.00010809 | 0 | 0.00018797 | 0.00011416 | 0.59522 | 0.15138 | 0.7676 | 0.094351 | 0.60306 | 0.015172 | 0
2292 | 1 | 0.00013729 | 8.8991e-05 | 0 | 0.00020677 | 0.00011416 | 0.60895 | 0.15157 | 0.7647 | 0.058437 | 0.60374 | 0.0013373 | 0.2268
2293 | 1 | 0.00012746 | 7.6392e-05 | 0 | 0.00018797 | 0.00011416 | 0.60992 | 0.15293 | 0.7578 | 0.037253 | 0.58707 | 0.012157 | 0.10517
2294 | 1 | 0.00011411 | 7.0358e-05 | 0 | 0.00019032 | 0.00011416 | 0.57374 | 0.16476 | 0.7627 | 0.030314 | 0.57999 | 0.062188 | 0.20176
2295 | 1 | 9.9775e-05 | 7.1299e-05 | 0 | 0.00021382 | 0.00011416 | 0.49717 | 0.17426 | 0.7714 | 0.029827 | 0.57378 | 0.076735 | 0.31126
2296 | 1 | 8.8264e-05 | 7.9276e-05 | 0 | 0.00022322 | 0.00011416 | 0.37151 | 0.18561 | 0.7798 | 0.069394 | 0.57669 | 0.050594 | 0
2297 | 1 | 8.4235e-05 | 9.5536e-05 | 0 | 0.00022322 | 0.00011416 | 0.20643 | 0.18803 | 0.7468 | 0.084612 | 0.58086 | 0.015193 | 0
2298 | 1 | 8.6157e-05 | 0.00013194 | 0 | 0.00016448 | 0.00011416 | 0.063479 | 0.18668 | 0.6656 | 0.10945 | 0.59027 | 0.00094279 | 0.0021394
2299 | 1 | 8.741e-05 | 0.0001823 | 0 | 0.00011748 | 0.00011416 | 0.0090454 | 0.17533 | 0.7236 | 0.15011 | 0.59376 | 0.00045479 | 0
2300 | 1 | 9.2097e-05 | 0.0002022 | 0 | 8.8113e-05 | 0.00011416 | 0 | 0.19783 | 0.7888 | 0.18115 | 0.60578 | 0.01812 | 0
2301 | 1 | 9.0459e-05 | 0.0002177 | 0 | 5.8742e-05 | 0.00011416 | 0 | 0.23138 | 0.787 | 0.22157 | 0.60529 | 0.034965 | 0
2302 | 1 | 9.0582e-05 | 0.00023153 | 0 | 3.7595e-05 | 0.00011416 | 0 | 0.24438 | 0.7578 | 0.18602 | 0.61043 | 0.027752 | 0
2303 | 1 | 9.4045e-05 | 0.00024468 | 0 | 2.3497e-05 | 0.00011416 | 0 | 0.25 | 0.728 | 0.13867 | 0.60171 | 0.013088 | 0
2304 | 1 | 7.9815e-05 | 0.00025664 | 0 | 9.3987e-06 | 0.00011416 | 0 | 0.25349 | 0.6979 | 0.083516 | 0.59046 | 0.0013373 | 0
2305 | 1 | 6.7041e-05 | 0.00026767 | 0 | 5.8742e-06 | 0.00011416 | 0 | 0.2468 | 0.673 | 0.089603 | 0.5861 | 0.0087032 | 0
2306 | 1 | 6.0032e-05 | 0.00027763 | 0 | 2.3497e-06 | 0.00011416 | 0 | 0.23429 | 0.6089 | 0.052958 | 0.58193 | 0.046912 | 0
2307 | 1 | 4.6327e-05 | 0.00028655 | 0 | 1.1748e-06 | 0.00011416 | 0 | 0.22023 | 0.5579 | 0.045532 | 0.5764 | 0.057314 | 0
2308 | 1 | 4.3408e-05 | 0.00029399 | 0 | 1.4098e-05 | 0.00011416 | 0 | 0.20665 | 0.5465 | 0.075603 | 0.57049 | 0.038394 | 0
2309 | 1 | 5.738e-05 | 0.00030162 | 0 | 3.7595e-05 | 0.00011416 | 0 | 0.19899 | 0.5408 | 0.17446 | 0.56603 | 0.011614 | 0
2310 | 1 | 8.8863e-05 | 0.0003026 | 0 | 9.3987e-05 | 0.00011416 | 0.017283 | 0.1922 | 0.512 | 0.36012 | 0.60578 | 0.00086555 | 0
2311 | 1 | 0.00012523 | 0.00026742 | 0 | 0.0001821 | 0.00011416 | 0.098692 | 0.16554 | 0.4522 | 0.39725 | 0.63496 | 0.00017275 | 0
2312 | 1 | 0.0001458 | 0.000223 | 0 | 0.0001586 | 0.00011416 | 0.26183 | 0.12529 | 0.423 | 0.35464 | 0.6275 | 0.012279 | 0
2313 | 1 | 0.00016443 | 0.00016158 | 0 | 0.00014685 | 0.00011416 | 0.42869 | 0.11947 | 0.5844 | 0.31629 | 0.62313 | 0.026338 | 0
2314 | 1 | 0.00017017 | 0.00011587 | 0 | 0.00016448 | 0.00011416 | 0.54676 | 0.13906 | 0.6209 | 0.26248 | 0.62032 | 0.022319 | 0
2315 | 1 | 0.0001737 | 8.58e-05 | 0 | 0.00018797 | 0.00011416 | 0.61299 | 0.13984 | 0.6169 | 0.18882 | 0.62245 | 0.011505 | 0
2316 | 1 | 0.00017589 | 6.3179e-05 | 0 | 0.00020677 | 0.00011416 | 0.63835 | 0.13625 | 0.6404 | 0.16472 | 0.6179 | 0.0013373 | 0
2317 | 1 | 0.00017389 | 4.7247e-05 | 0 | 0.00018797 | 0.00011416 | 0.63689 | 0.13489 | 0.6669 | 0.20526 | 0.60733 | 0.0059748 | 0
2318 | 1 | 0.000168 | 3.8411e-05 | 0 | 0.00019032 | 0.00011416 | 0.59231 | 0.13625 | 0.6885 | 0.15912 | 0.60219 | 0.034368 | 0
2319 | 1 | 0.00015486 | 3.745e-05 | 0 | 0.00021382 | 0.00011416 | 0.5017 | 0.14042 | 0.699 | 0.12515 | 0.60626 | 0.041482 | 0
2320 | 1 | 0.00014294 | 4.4772e-05 | 0 | 0.00022322 | 0.00011416 | 0.3707 | 0.13761 | 0.7182 | 0.10166 | 0.60801 | 0.028332 | 0
2321 | 1 | 0.00013215 | 6.2811e-05 | 0 | 0.00022322 | 0.00011416 | 0.20804 | 0.13683 | 0.6778 | 0.11651 | 0.59802 | 0.0086474 | 0
2322 | 1 | 0.00012403 | 0.00011077 | 0 | 0.00016448 | 0.00011416 | 0.065579 | 0.12907 | 0.6921 | 0.15291 | 0.60054 | 0.00079265 | 0
2323 | 1 | 0.00011443 | 0.00016958 | 0 | 0.00011748 | 0.00011416 | 0.0093684 | 0.13586 | 0.7949 | 0.20173 | 0.62633 | 4.1009e-05 | 0
2324 | 1 | 0.0001113 | 0.0001912 | 0 | 8.8113e-05 | 0.00011416 | 0 | 0.15351 | 0.8451 | 0.20355 | 0.61131 | 0.0078515 | 0
2325 | 1 | 0.00010647 | 0.00020698 | 0 | 5.8742e-05 | 0.00011416 | 0 | 0.15826 | 0.8423 | 0.2178 | 0.59986 | 0.019261 | 0
2326 | 1 | 0.00010358 | 0.00022097 | 0 | 3.7595e-05 | 0.00011416 | 0 | 0.16137 | 0.8264 | 0.20916 | 0.60209 | 0.017646 | 0
2327 | 1 | 0.00010522 | 0.00023345 | 0 | 2.3497e-05 | 0.00011416 | 0 | 0.17581 | 0.7975 | 0.12479 | 0.58387 | 0.010054 | 0
2328 | 1 | 8.8267e-05 | 0.00024478 | 0 | 9.3987e-06 | 0.00011416 | 0 | 0.15884 | 0.7676 | 0.08169 | 0.5827 | 0.0013373 | 0
2329 | 1 | 7.512e-05 | 0.00025448 | 0 | 5.8742e-06 | 0.00011416 | 0 | 0.15419 | 0.7396 | 0.10726 | 0.58328 | 0.0050674 | 0
2330 | 1 | 6.8466e-05 | 0.00026251 | 0 | 2.3497e-06 | 0.00011416 | 0 | 0.15264 | 0.716 | 0.083881 | 0.57941 | 0.030055 | 0
2331 | 1 | 5.5295e-05 | 0.00026951 | 0 | 1.1748e-06 | 0.00011416 | 0 | 0.14449 | 0.7036 | 0.080959 | 0.58222 | 0.036072 | 0
2332 | 1 | 5.1551e-05 | 0.00027536 | 0 | 1.4098e-05 | 0.00011416 | 0 | 0.13479 | 0.7025 | 0.077064 | 0.5797 | 0.024859 | 0
2333 | 1 | 6.3461e-05 | 0.0002807 | 0 | 3.7595e-05 | 0.00011416 | 0 | 0.13189 | 0.699 | 0.16472 | 0.58299 | 0.0076188 | 0
2334 | 1 | 9.2904e-05 | 0.0002797 | 0 | 9.3987e-05 | 0.00011416 | 0.017768 | 0.12636 | 0.6921 | 0.34246 | 0.60142 | 0.00076468 | 0
2335 | 1 | 0.00013151 | 0.0002356 | 0 | 0.0001821 | 0.00011416 | 0.099984 | 0.11104 | 0.5663 | 0.38361 | 0.61741 | 1.7578e-05 | 0
2336 | 1 | 0.00015398 | 0.00018841 | 0 | 0.0001586 | 0.00011416 | 0.26183 | 0.08204 | 0.3683 | 0.2598 | 0.6338 | 0.0064322 | 0.06425
2337 | 1 | 0.00016825 | 0.00012759 | 0 | 0.00014685 | 0.00011416 | 0.42691 | 0.062839 | 0.279 | 0.26784 | 0.61538 | 0.01683 | 0.23822
2338 | 1 | 0.00017631 | 7.3058e-05 | 0 | 0.00016448 | 0.00011416 | 0.54692 | 0.061967 | 0.5004 | 0.21634 | 0.60878 | 0.015976 | 0.22812
2339 | 1 | 0.00017925 | 4.2276e-05 | 0 | 0.00018797 | 0.00011416 | 0.61735 | 0.063809 | 0.5649 | 0.15547 | 0.61063 | 0.00951 | 0
2340 | 1 | 0.00018249 | 2.1823e-05 | 0 | 0.00020677 | 0.00011416 | 0.64739 | 0.062936 | 0.5408 | 0.14232 | 0.58978 | 0.0013373 | 0
2341 | 1 | 0.00017641 | 7.9562e-06 | 0 | 0.00018797 | 0.00011416 | 0.64077 | 0.064488 | 0.5004 | 0.16837 | 0.59424 | 0.0055087 | 0
2342 | 1 | 0.00016974 | 3.8861e-07 | 0 | 0.00019032 | 0.00011416 | 0.59716 | 0.063809 | 0.4698 | 0.13027 | 0.59046 | 0.032163 | 0
2343 | 1 | 0.00015673 | 0 | 0 | 0.00021382 | 0.00011416 | 0.50703 | 0.064973 | 0.4566 | 0.12284 | 0.58804 | 0.038714 | 0.11361
2344 | 1 | 0.00014584 | 6.7904e-06 | 0 | 0.00022322 | 0.00011416 | 0.37538 | 0.064682 | 0.4742 | 0.12004 | 0.59725 | 0.026558 | 0
2345 | 1 | 0.00013437 | 2.4666e-05 | 0 | 0.00022322 | 0.00011416 | 0.21144 | 0.070403 | 0.4128 | 0.12795 | 0.60549 | 0.0081223 | 0
2346 | 1 | 0.00012555 | 7.5063e-05 | 0 | 0.00016448 | 0.00011416 | 0.067356 | 0.076901 | 0.4961 | 0.19199 | 0.60491 | 0.00077858 | 0
2347 | 1 | 0.00011361 | 0.00013796 | 0 | 0.00011748 | 0.00011416 | 0.0096915 | 0.098138 | 0.6932 | 0.28744 | 0.6116 | 2.7661e-05 | 0
2348 | 1 | 0.00010836 | 0.00016107 | 0 | 8.8113e-05 | 0.00011416 | 0 | 0.13276 | 0.7897 | 0.29486 | 0.61732 | 0.0071183 | 0
2349 | 1 | 0.00010425 | 0.00017588 | 0 | 5.8742e-05 | 0.00011416 | 0 | 0.15826 | 0.8009 | 0.21536 | 0.60588 | 0.018018 | 0
2350 | 1 | 0.00010143 | 0.00018919 | 0 | 3.7595e-05 | 0.00011416 | 0 | 0.17523 | 0.7843 | 0.16046 | 0.59201 | 0.016797 | 0
2351 | 1 | 0.00010439 | 0.00020118 | 0 | 2.3497e-05 | 0.00011416 | 0 | 0.17194 | 0.7598 | 0.082299 | 0.57097 | 0.0097796 | 0
2352 | 1 | 8.8489e-05 | 0.00021234 | 0 | 9.3987e-06 | 0.00011416 | 0 | 0.16427 | 0.7354 | 0.075237 | 0.56438 | 0.0013373 | 0
2353 | 1 | 7.4622e-05 | 0.0002231 | 0 | 5.8742e-06 | 0.00011416 | 0 | 0.15797 | 0.7059 | 0.097516 | 0.56913 | 0.0081022 | 0
2354 | 1 | 6.6615e-05 | 0.00023308 | 0 | 2.3497e-06 | 0.00011416 | 0 | 0.1473 | 0.6826 | 0.073898 | 0.56729 | 0.044193 | 0
2355 | 1 | 5.2488e-05 | 0.00024163 | 0 | 1.1748e-06 | 0.00011416 | 0 | 0.14158 | 0.6557 | 0.070855 | 0.56641 | 0.053873 | 0
2356 | 1 | 4.7196e-05 | 0.00025012 | 0 | 1.4098e-05 | 0.00011416 | 0 | 0.13906 | 0.6129 | 0.080107 | 0.57039 | 0.036217 | 0
2357 | 1 | 5.6484e-05 | 0.00025836 | 0 | 3.7595e-05 | 0.00011416 | 0 | 0.14624 | 0.5265 | 0.13757 | 0.5797 | 0.010974 | 0
2358 | 1 | 8.5294e-05 | 0.00025781 | 0 | 9.3987e-05 | 0.00011416 | 0.018898 | 0.14517 | 0.4508 | 0.28135 | 0.59473 | 0.00085063 | 0
2359 | 1 | 0.00012467 | 0.00020486 | 0 | 0.0001821 | 0.00011416 | 0.10354 | 0.13324 | 0.3472 | 0.28865 | 0.61858 | 0.00013621 | 0
2360 | 1 | 0.0001462 | 0.0001562 | 0 | 0.0001586 | 0.00011416 | 0.26393 | 0.10095 | 0.1904 | 0.21756 | 0.60607 | 0.011287 | 0
2361 | 1 | 0.00016005 | 9.889e-05 | 0 | 0.00014685 | 0.00011416 | 0.42093 | 0.079519 | 0.1169 | 0.24592 | 0.59153 | 0.024803 | 0.00090257
2362 | 1 | 0.00017073 | 3.792e-05 | 0 | 0.00016448 | 0.00011416 | 0.53578 | 0.075737 | 0.1185 | 0.24251 | 0.58183 | 0.021325 | 0.017717
2363 | 1 | 0.00017802 | 0 | 0 | 0.00018797 | 0.00011416 | 0.60265 | 0.076804 | 0.1368 | 0.16484 | 0.56157 | 0.011204 | 0.074445
2364 | 1 | 0.00017491 | 0 | 0 | 0.00020677 | 0.00011416 | 0.62445 | 0.082234 | 0.1811 | 0.1394 | 0.53878 | 0.0013373 | 0
2365 | 1 | 0.00016586 | 0 | 0 | 0.00018797 | 0.00011416 | 0.61589 | 0.081362 | 0.2131 | 0.159 | 0.54353 | 0.012157 | 0.4247
2366 | 1 | 0.00015847 | 0 | 0 | 0.00019032 | 0.00011416 | 0.56711 | 0.079422 | 0.2337 | 0.15839 | 0.54596 | 0.062188 | 0.387
2367 | 1 | 0.00014702 | 0 | 0 | 0.00021382 | 0.00011416 | 0.47618 | 0.076707 | 0.2407 | 0.11042 | 0.55682 | 0.076735 | 0.52247
2368 | 1 | 0.00013919 | 0 | 0 | 0.00022322 | 0.00011416 | 0.33726 | 0.073991 | 0.2516 | 0.11858 | 0.5606 | 0.050594 | 0.051324
2369 | 1 | 0.00013429 | 0 | 0 | 0.00022322 | 0.00011416 | 0.18172 | 0.070112 | 0.2601 | 0.16472 | 0.58581 | 0.015193 | 0.092441
2370 | 1 | 0.00013606 | 1.3417e-05 | 0 | 0.00016448 | 0.00011416 | 0.056695 | 0.066718 | 0.2751 | 0.29438 | 0.59385 | 0.00094279 | 0.01014
2371 | 1 | 0.00012715 | 6.1666e-05 | 0 | 0.00011748 | 0.00011416 | 0.0090454 | 0.072537 | 0.3117 | 0.31605 | 0.60287 | 0.00045479 | 0.0038554
2372 | 1 | 0.00012063 | 8.6844e-05 | 0 | 8.8113e-05 | 0.00011416 | 0 | 0.086307 | 0.2739 | 0.35099 | 0.59366 | 0.01812 | 0
2373 | 1 | 0.00011474 | 0.00010736 | 0 | 5.8742e-05 | 0.00011416 | 0 | 0.095714 | 0.1672 | 0.29791 | 0.5891 | 0.034965 | 0
2374 | 1 | 0.00010974 | 0.00012654 | 0 | 3.7595e-05 | 0.00011416 | 0 | 0.10919 | 0.1061 | 0.28719 | 0.5731 | 0.027752 | 0
2375 | 1 | 0.00010983 | 0.00014534 | 0 | 2.3497e-05 | 0.00011416 | 0 | 0.1121 | 0.0889 | 0.20355 | 0.551 | 0.013088 | 0
2376 | 1 | 9.1008e-05 | 0.0001626 | 0 | 9.3987e-06 | 0.00011416 | 0 | 0.1186 | 0.1024 | 0.11882 | 0.52414 | 0.0013373 | 0
2377 | 1 | 7.478e-05 | 0.00017792 | 0 | 5.8742e-06 | 0.00011416 | 0 | 0.12287 | 0.1643 | 0.093255 | 0.51173 | 0.020473 | 0
2378 | 1 | 6.5499e-05 | 0.0001904 | 0 | 2.3497e-06 | 0.00011416 | 0 | 0.125 | 0.2467 | 0.082785 | 0.51445 | 0.097428 | 0
2379 | 1 | 5.0561e-05 | 0.00020075 | 0 | 1.1748e-06 | 0.00011416 | 0 | 0.13053 | 0.317 | 0.081203 | 0.50999 | 0.12191 | 0
2380 | 1 | 4.4736e-05 | 0.00020973 | 0 | 1.4098e-05 | 0.00011416 | 0 | 0.1345 | 0.309 | 0.11505 | 0.52288 | 0.0786 | 0
2381 | 1 | 5.4449e-05 | 0.00021633 | 0 | 3.7595e-05 | 0.00011416 | 0 | 0.14139 | 0.2552 | 0.22425 | 0.55197 | 0.023356 | 0
2382 | 1 | 8.2724e-05 | 0.00021333 | 0 | 9.3987e-05 | 0.00011416 | 0.018252 | 0.15458 | 0.2153 | 0.37984 | 0.5924 | 0.0010931 | 0
2383 | 1 | 0.00011923 | 0.00016739 | 0 | 0.0001821 | 0.00011416 | 0.092877 | 0.15632 | 0.2076 | 0.42781 | 0.5987 | 0.0015239 | 0
2384 | 1 | 0.00013924 | 0.00012368 | 0 | 0.0001586 | 0.00011416 | 0.22694 | 0.14197 | 0.1548 | 0.36304 | 0.60074 | 0.032819 | 0.0067637
2385 | 1 | 0.00015287 | 7.7272e-05 | 0 | 0.00014685 | 0.00011416 | 0.36472 | 0.11142 | 0.0973 | 0.28451 | 0.58348 | 0.054893 | 0.0017829
2386 | 1 | 0.00016206 | 2.8818e-05 | 0 | 0.00016448 | 0.00011416 | 0.46051 | 0.11007 | 0.1283 | 0.24081 | 0.58697 | 0.039629 | 0
2387 | 1 | 0.00016712 | 0 | 0 | 0.00018797 | 0.00011416 | 0.52463 | 0.13062 | 0.2552 | 0.22973 | 0.56283 | 0.016293 | 0
2388 | 1 | 0.00016671 | 0 | 0 | 0.00020677 | 0.00011416 | 0.55597 | 0.1603 | 0.4259 | 0.21841 | 0.55653 | 0.0013373 | 0
2389 | 1 | 0.00015904 | 0 | 0 | 0.00018797 | 0.00011416 | 0.53335 | 0.18668 | 0.5789 | 0.17032 | 0.53675 | 0.031913 | 0.057965
2390 | 1 | 0.00015106 | 0 | 0 | 0.00019032 | 0.00011416 | 0.48748 | 0.20481 | 0.6897 | 0.13221 | 0.52569 | 0.14396 | 0.0044571
2391 | 1 | 0.0001401 | 0 | 0 | 0.00021382 | 0.00011416 | 0.39654 | 0.21548 | 0.7013 | 0.13148 | 0.54062 | 0.18203 | 0
2392 | 1 | 0.00013159 | 0 | 0 | 0.00022322 | 0.00011416 | 0.28089 | 0.23545 | 0.6182 | 0.1327 | 0.55934 | 0.1154 | 0.013149
2393 | 1 | 0.00012861 | 0 | 0 | 0.00022322 | 0.00011416 | 0.1528 | 0.24166 | 0.4829 | 0.18955 | 0.57485 | 0.03402 | 0.12324
2394 | 1 | 0.00012116 | 4.1561e-05 | 0 | 0.00016448 | 0.00011416 | 0.048942 | 0.22197 | 0.4128 | 0.23265 | 0.57563 | 0.0012587 | 0.031913
2395 | 1 | 0.00011195 | 8.7028e-05 | 0 | 0.00011748 | 0.00011416 | 0.0083993 | 0.21354 | 0.4815 | 0.2889 | 0.58057 | 0.0035994 | 0.0071426
2396 | 1 | 0.00010865 | 0.00010202 | 0 | 8.8113e-05 | 0.00011416 | 0 | 0.23759 | 0.5677 | 0.31544 | 0.58009 | 0.053873 | 0
2397 | 1 | 0.00010509 | 0.00011347 | 0 | 5.8742e-05 | 0.00011416 | 0 | 0.27395 | 0.5579 | 0.313 | 0.59647 | 0.081237 | 0
2398 | 1 | 0.00010372 | 0.00012515 | 0 | 3.7595e-05 | 0.00011416 | 0 | 0.295 | 0.538 | 0.35902 | 0.61131 | 0.054488 | 0
2399 | 1 | 0.00010574 | 0.00013681 | 0 | 2.3497e-05 | 0.00011416 | 0 | 0.2883 | 0.5451 | 0.25554 | 0.55837 | 0.019982 | 0
2400 | 1 | 8.6063e-05 | 0.00014806 | 0 | 9.3987e-06 | 0.00011416 | 0 | 0.2916 | 0.6116 | 0.16374 | 0.52375 | 0.0013373 | 0
2401 | 1 | 6.9376e-05 | 0.0001553 | 0 | 5.8742e-06 | 0.00011416 | 0 | 0.27725 | 0.6392 | 0.10093 | 0.5001 | 0.048895 | 0
2402 | 1 | 6.0778e-05 | 0.00016025 | 0 | 2.3497e-06 | 0.00011416 | 0 | 0.27609 | 0.6366 | 0.069637 | 0.4713 | 0.21082 | 0
2403 | 1 | 4.5023e-05 | 0.00016465 | 0 | 1.1748e-06 | 0.00011416 | 0 | 0.28937 | 0.6417 | 0.049671 | 0.47615 | 0.26898 | 0
2404 | 1 | 3.7426e-05 | 0.00016816 | 0 | 1.4098e-05 | 0.00011416 | 0 | 0.28598 | 0.685 | 0.060872 | 0.47518 | 0.16807 | 0
2405 | 1 | 3.8572e-05 | 0.00017131 | 0 | 3.7595e-05 | 0.00011416 | 0 | 0.2853 | 0.6967 | 0.077185 | 0.48565 | 0.049205 | 0
2406 | 1 | 4.7679e-05 | 0.00016894 | 0 | 9.3987e-05 | 0.00011416 | 0.015345 | 0.2982 | 0.707 | 0.087412 | 0.50679 | 0.0014614 | 0
2407 | 1 | 6.1514e-05 | 0.00014376 | 0 | 0.0001821 | 0.00011416 | 0.07204 | 0.29083 | 0.6681 | 0.10506 | 0.51716 | 0.0074916 | 0
2408 | 1 | 8.3663e-05 | 0.00011396 | 0 | 0.0001586 | 0.00011416 | 0.17283 | 0.29441 | 0.6506 | 0.10458 | 0.53277 | 0.086105 | 0.0057943
2409 | 1 | 0.00010582 | 8.3714e-05 | 0 | 0.00014685 | 0.00011416 | 0.27734 | 0.2981 | 0.8084 | 0.10592 | 0.53888 | 0.11912 | 0.067503
2410 | 1 | 0.00011796 | 5.5837e-05 | 0 | 0.00016448 | 0.00011416 | 0.35632 | 0.311 | 0.7975 | 0.10226 | 0.53558 | 0.0749 | 0.21483
2411 | 1 | 0.00012529 | 3.477e-05 | 0 | 0.00018797 | 0.00011416 | 0.40672 | 0.34087 | 0.7343 | 0.093986 | 0.53849 | 0.024691 | 0.34663
2412 | 1 | 0.00013677 | 2.0126e-05 | 0 | 0.00020677 | 0.00011416 | 0.44775 | 0.3269 | 0.6248 | 0.096177 | 0.52482 | 0.0013373 | 0.81888
2413 | 1 | 0.00013206 | 1.2701e-05 | 0 | 0.00018797 | 0.00011416 | 0.44225 | 0.34445 | 0.4815 | 0.077307 | 0.48885 | 0.06616 | 0.57141
2414 | 1 | 0.00012219 | 1.172e-05 | 0 | 0.00019032 | 0.00011416 | 0.42319 | 0.32516 | 0.343 | 0.049428 | 0.45094 | 0.27718 | 0.60516
2415 | 1 | 0.00010977 | 1.6322e-05 | 0 | 0.00021382 | 0.00011416 | 0.36682 | 0.26513 | 0.2384 | 0.040784 | 0.45492 | 0.3557 | 0.53527
2416 | 1 | 9.8725e-05 | 2.7714e-05 | 0 | 0.00022322 | 0.00011416 | 0.27072 | 0.20772 | 0.1662 | 0.10823 | 0.48071 | 0.2202 | 0.68414
2417 | 1 | 9.1869e-05 | 4.5651e-05 | 0 | 0.00022322 | 0.00011416 | 0.16023 | 0.15225 | 0.093 | 0.14427 | 0.52259 | 0.06418 | 0.47784
2418 | 1 | 9e-05 | 7.5349e-05 | 0 | 0.00016448 | 0.00011416 | 0.057987 | 0.11763 | 0.0545 | 0.17762 | 0.57029 | 0.0016383 | 0.33346
2419 | 1 | 8.4469e-05 | 0.00011902 | 0 | 0.00011748 | 0.00011416 | 0.010338 | 0.094938 | 0.0478 | 0.34453 | 0.58115 | 0.012104 | 0.036515
2420 | 1 | 8.1268e-05 | 0.00014012 | 0 | 8.8113e-05 | 0.00011416 | 0 | 0.079131 | 0.0468 | 0.40151 | 0.56855 | 0.11961 | 0
2421 | 1 | 7.8905e-05 | 0.00015465 | 0 | 5.8742e-05 | 0.00011416 | 0 | 0.071179 | 0.0336 | 0.38982 | 0.56903 | 0.15676 | 0
2422 | 1 | 8.1466e-05 | 0.00016804 | 0 | 3.7595e-05 | 0.00011416 | 0 | 0.066427 | 0.034 | 0.45654 | 0.56816 | 0.094484 | 0
2423 | 1 | 8.9337e-05 | 0.00017731 | 0 | 2.3497e-05 | 0.00011416 | 0 | 0.061482 | 0.0493 | 0.37813 | 0.55168 | 0.02895 | 0
2424 | 1 | 7.5961e-05 | 0.00018316 | 0 | 9.3987e-06 | 0.00011416 | 0 | 0.055372 | 0.0627 | 0.26784 | 0.53704 | 0.0013373 | 0
2425 | 1 | 6.2936e-05 | 0.00018665 | 0 | 5.8742e-06 | 0.00011416 | 0 | 0.044899 | 0.0709 | 0.17434 | 0.51348 | 0.089964 | 0
2426 | 1 | 5.3991e-05 | 0.00019077 | 0 | 2.3497e-06 | 0.00011416 | 0 | 0.040244 | 0.0777 | 0.069881 | 0.45773 | 0.36702 | 0
2427 | 1 | 3.8002e-05 | 0.00019504 | 0 | 1.1748e-06 | 0.00011416 | 0 | 0.040923 | 0.091 | 0.029827 | 0.43979 | 0.47351 | 0
2428 | 1 | 2.9324e-05 | 0.0002003 | 0 | 1.4098e-05 | 0.00011416 | 0 | 0.042281 | 0.1076 | 0.035914 | 0.4587 | 0.2906 | 0
2429 | 1 | 2.8832e-05 | 0.00020776 | 0 | 3.7595e-05 | 0.00011416 | 0 | 0.043929 | 0.1325 | 0.043706 | 0.4585 | 0.084345 | 0
2430 | 1 | 3.2734e-05 | 0.00020946 | 0 | 9.3987e-05 | 0.00011416 | 0.020191 | 0.048875 | 0.175 | 0.060263 | 0.46859 | 0.0018538 | 0
2431 | 1 | 4.5595e-05 | 0.00016958 | 0 | 0.0001821 | 0.00011416 | 0.10467 | 0.052657 | 0.2165 | 0.088264 | 0.47789 | 0.019201 | 0
2432 | 1 | 6.7333e-05 | 0.00012652 | 0 | 0.0001586 | 0.00011416 | 0.25892 | 0.049166 | 0.1557 | 0.13124 | 0.4745 | 0.16657 | 0.066211
2433 | 1 | 9.1374e-05 | 7.2711e-05 | 0 | 0.00014685 | 0.00011416 | 0.41124 | 0.049554 | 0.1652 | 0.13501 | 0.48875 | 0.20773 | 0.28898
2434 | 1 | 0.00010663 | 2.9452e-05 | 0 | 0.00016448 | 0.00011416 | 0.52092 | 0.061482 | 0.1831 | 0.12564 | 0.48924 | 0.12029 | 0.50828
2435 | 1 | 0.00011573 | 0 | 0 | 0.00018797 | 0.00011416 | 0.58908 | 0.074961 | 0.1946 | 0.098247 | 0.48371 | 0.034298 | 0.74761
2436 | 1 | 0.0001218 | 0 | 0 | 0.00020677 | 0.00011416 | 0.61735 | 0.094453 | 0.1989 | 0.026418 | 0.45676 | 0.0013373 | 0.72936
2437 | 1 | 0.00011056 | 0 | 0 | 0.00018797 | 0.00011416 | 0.61606 | 0.10968 | 0.1883 | 0.018992 | 0.42874 | 0.1154 | 0.54641
2438 | 1 | 9.7064e-05 | 0 | 0 | 0.00019032 | 0.00011416 | 0.57341 | 0.11201 | 0.1652 | 0.021549 | 0.4043 | 0.46157 | 0.55217
2439 | 1 | 8.4735e-05 | 0 | 0 | 0.00021382 | 0.00011416 | 0.48506 | 0.10803 | 0.1394 | 0.029949 | 0.40392 | 0.59791 | 0.23145
2440 | 1 | 7.7146e-05 | 0 | 0 | 0.00022322 | 0.00011416 | 0.36747 | 0.09872 | 0.1024 | 0.051132 | 0.4332 | 0.36456 | 0.035679
2441 | 1 | 7.5807e-05 | 0 | 0 | 0.00022322 | 0.00011416 | 0.21241 | 0.094162 | 0.0599 | 0.10969 | 0.46413 | 0.10548 | 0
2442 | 1 | 8.2559e-05 | 8.3448e-06 | 0 | 0.00016448 | 0.00011416 | 0.072848 | 0.080101 | 0.0406 | 0.081203 | 0.50873 | 0.0020606 | 0.028949
2443 | 1 | 7.9344e-05 | 6.4141e-05 | 0 | 0.00011748 | 0.00011416 | 0.012114 | 0.071858 | 0.0561 | 0.11261 | 0.52763 | 0.027465 | 0
2444 | 1 | 8.2124e-05 | 8.7253e-05 | 0 | 8.8113e-05 | 0.00011416 | 0 | 0.07981 | 0.0882 | 0.13927 | 0.53927 | 0.21744 | 0
2445 | 1 | 8.4782e-05 | 0.00010192 | 0 | 5.8742e-05 | 0.00011416 | 0 | 0.092417 | 0.1595 | 0.14037 | 0.55071 | 0.26141 | 0
2446 | 1 | 8.4158e-05 | 0.00011652 | 0 | 3.7595e-05 | 0.00011416 | 0 | 0.096683 | 0.288 | 0.13477 | 0.52114 | 0.14684 | 0
2447 | 1 | 8.6818e-05 | 0.00013014 | 0 | 2.3497e-05 | 0.00011416 | 0 | 0.099011 | 0.4143 | 0.11359 | 0.49903 | 0.039572 | 0
2448 | 1 | 7.2206e-05 | 0.00014256 | 0 | 9.3987e-06 | 0.00011416 | 0 | 0.10289 | 0.5236 | 0.090334 | 0.46325 | 0.0013373 | 0
2449 | 1 | 5.8724e-05 | 0.00015375 | 0 | 5.8742e-06 | 0.00011416 | 0 | 0.10211 | 0.5954 | 0.07475 | 0.42874 | 0.13735 | 0
2450 | 1 | 4.9699e-05 | 0.00016502 | 0 | 2.3497e-06 | 0.00011416 | 0 | 0.097265 | 0.6182 | 0.063185 | 0.4076 | 0.54226 | 0
2451 | 1 | 3.5345e-05 | 0.00017545 | 0 | 1.1748e-06 | 0.00011416 | 0 | 0.084077 | 0.6102 | 0.052228 | 0.40392 | 0.70429 | 0
2452 | 1 | 3.0881e-05 | 0.00018395 | 0 | 1.4098e-05 | 0.00011416 | 0 | 0.074864 | 0.5844 | 0.078524 | 0.42321 | 0.42759 | 0
2453 | 1 | 4.2276e-05 | 0.00019021 | 0 | 3.7595e-05 | 0.00011416 | 0 | 0.061482 | 0.555 | 0.14634 | 0.47295 | 0.12346 | 0
2454 | 1 | 6.8921e-05 | 0.00018428 | 0 | 9.3987e-05 | 0.00011416 | 0.02229 | 0.053336 | 0.5279 | 0.20733 | 0.53073 | 0.0022254 | 0
2455 | 1 | 0.00010349 | 0.00013726 | 0 | 0.0001821 | 0.00011416 | 0.11113 | 0.050621 | 0.3669 | 0.25262 | 0.57243 | 0.035018 | 0
2456 | 1 | 0.00012869 | 9.4125e-05 | 0 | 0.0001586 | 0.00011416 | 0.26958 | 0.039663 | 0.176 | 0.21719 | 0.58261 | 0.26174 | 0.062823
2457 | 1 | 0.00014856 | 3.9904e-05 | 0 | 0.00014685 | 0.00011416 | 0.42723 | 0.029771 | 0.1623 | 0.20234 | 0.56118 | 0.30723 | 0.19257
2458 | 1 | 0.00015825 | 0 | 0 | 0.00016448 | 0.00011416 | 0.54046 | 0.02851 | 0.2325 | 0.19893 | 0.55323 | 0.16913 | 0.51126
2459 | 1 | 0.00015772 | 0 | 0 | 0.00018797 | 0.00011416 | 0.60459 | 0.030159 | 0.1801 | 0.187 | 0.54518 | 0.043863 | 0.28381
2460 | 1 | 0.00015882 | 0 | 0 | 0.00020677 | 0.00011416 | 0.62898 | 0.035299 | 0.125 | 0.18067 | 0.52627 | 0.0013373 | 0.1526
2461 | 1 | 0.00015266 | 0 | 0 | 0.00018797 | 0.00011416 | 0.62009 | 0.039566 | 0.0882 | 0.17726 | 0.51193 | 0.17522 | 0.24688
2462 | 1 | 0.00014736 | 0 | 0 | 0.00019032 | 0.00011416 | 0.58004 | 0.043542 | 0.0644 | 0.16654 | 0.50184 | 0.68011 | 0.035167
2463 | 1 | 0.00013757 | 0 | 0 | 0.00021382 | 0.00011416 | 0.49847 | 0.046839 | 0.0518 | 0.14524 | 0.4936 | 0.88643 | 0.10895
2464 | 1 | 0.0001295 | 0 | 0 | 0.00022322 | 0.00011416 | 0.37183 | 0.04616 | 0.0604 | 0.14889 | 0.51231 | 0.53514 | 0.011277
2465 | 1 | 0.00012381 | 0 | 0 | 0.00022322 | 0.00011416 | 0.21483 | 0.045772 | 0.093 | 0.17641 | 0.56486 | 0.15409 | 0.28415
2466 | 1 | 0.00012748 | 0 | 0 | 0.00016448 | 0.00011416 | 0.07414 | 0.04422 | 0.152 | 0.23691 | 0.59763 | 0.0024886 | 0.34757
2467 | 1 | 0.00012132 | 3.8329e-05 | 0 | 0.00011748 | 0.00011416 | 0.01276 | 0.048487 | 0.2467 | 0.27733 | 0.5987 | 0.048763 | 0.032047
2468 | 1 | 0.00011267 | 6.2545e-05 | 0 | 8.8113e-05 | 0.00011416 | 0 | 0.05993 | 0.3626 | 0.2738 | 0.60811 | 0.33888 | 0
2469 | 1 | 0.00010789 | 7.9808e-05 | 0 | 5.8742e-05 | 0.00011416 | 0 | 0.0641 | 0.4522 | 0.23423 | 0.58571 | 0.38553 | 0
2470 | 1 | 0.00010333 | 9.707e-05 | 0 | 3.7595e-05 | 0.00011416 | 0 | 0.068464 | 0.4859 | 0.29255 | 0.57388 | 0.20663 | 0
2471 | 1 | 0.00010401 | 0.00011401 | 0 | 2.3497e-05 | 0.00011416 | 0 | 0.075543 | 0.4859 | 0.15291 | 0.53073 | 0.050866 | 0
2472 | 1 | 8.3029e-05 | 0.00012967 | 0 | 9.3987e-06 | 0.00011416 | 0 | 0.082816 | 0.4756 | 0.062333 | 0.48517 | 0.0013373 | 0
2473 | 1 | 6.687e-05 | 0.0001426 | 0 | 5.8742e-06 | 0.00011416 | 0 | 0.097071 | 0.4639 | 0.039201 | 0.4489 | 0.17981 | 0
2474 | 1 | 5.7146e-05 | 0.0001533 | 0 | 2.3497e-06 | 0.00011416 | 0 | 0.10803 | 0.4493 | 0.026905 | 0.44454 | 0.69673 | 0
2475 | 1 | 4.1708e-05 | 0.00016319 | 0 | 1.1748e-06 | 0.00011416 | 0 | 0.11986 | 0.4405 | 0.035549 | 0.44949 | 0.90842 | 0
2476 | 1 | 3.5737e-05 | 0.00017262 | 0 | 1.4098e-05 | 0.00011416 | 0 | 0.13121 | 0.4317 | 0.056976 | 0.46859 | 0.5481 | 0
2477 | 1 | 4.347e-05 | 0.00018168 | 0 | 3.7595e-05 | 0.00011416 | 0 | 0.13518 | 0.4274 | 0.10531 | 0.51154 | 0.15777 | 0
2478 | 1 | 6.984e-05 | 0.00017592 | 0 | 9.3987e-05 | 0.00011416 | 0.023098 | 0.1345 | 0.4347 | 0.22072 | 0.57892 | 0.0025191 | 0
2479 | 1 | 0.00010594 | 0.00011951 | 0 | 0.0001821 | 0.00011416 | 0.11129 | 0.12083 | 0.3655 | 0.30752 | 0.61334 | 0.050481 | 0
2480 | 1 | 0.00013023 | 7.3038e-05 | 0 | 0.0001586 | 0.00011416 | 0.27168 | 0.074282 | 0.1576 | 0.28439 | 0.62333 | 0.34828 | 0.0028971
2481 | 1 | 0.00014997 | 1.7508e-05 | 0 | 0.00014685 | 0.00011416 | 0.42853 | 0.044123 | 0.0784 | 0.23521 | 0.58687 | 0.39498 | 0.019255
2482 | 1 | 0.00015334 | 0 | 0 | 0.00016448 | 0.00011416 | 0.54175 | 0.041117 | 0.0656 | 0.22547 | 0.56574 | 0.21111 | 0.20202
2483 | 1 | 0.00015322 | 0 | 0 | 0.00018797 | 0.00011416 | 0.6062 | 0.045772 | 0.0796 | 0.21317 | 0.5447 | 0.051687 | 0.50687
2484 | 1 | 0.0001544 | 0 | 0 | 0.00020677 | 0.00011416 | 0.62898 | 0.04742 | 0.0842 | 0.20477 | 0.52065 | 0.0013373 | 0.49641
2485 | 1 | 0.00014974 | 0 | 0 | 0.00018797 | 0.00011416 | 0.61929 | 0.04839 | 0.0842 | 0.17592 | 0.5001 | 0.17981 | 0.34439
2486 | 1 | 0.00014597 | 0 | 0 | 0.00019032 | 0.00011416 | 0.57681 | 0.049845 | 0.0855 | 0.16691 | 0.48323 | 0.69673 | 0.14002
2487 | 1 | 0.00013604 | 0 | 0 | 0.00021382 | 0.00011416 | 0.49427 | 0.050621 | 0.0896 | 0.17543 | 0.49069 | 0.90842 | 0.04885
2488 | 1 | 0.00012885 | 0 | 0 | 0.00022322 | 0.00011416 | 0.37005 | 0.048196 | 0.0952 | 0.16423 | 0.52104 | 0.5481 | 0.53612
2489 | 1 | 0.00012358 | 0 | 0 | 0.00022322 | 0.00011416 | 0.21418 | 0.047517 | 0.1242 | 0.17908 | 0.54857 | 0.15777 | 0
2490 | 1 | 0.00012716 | 0 | 0 | 0.00016448 | 0.00011416 | 0.074948 | 0.050136 | 0.1548 | 0.29596 | 0.57184 | 0.0025191 | 0.001872
2491 | 1 | 0.00012867 | 5.3587e-06 | 0 | 0.00011748 | 0.00011416 | 0.013245 | 0.057797 | 0.2032 | 0.30314 | 0.59531 | 0.050481 | 0.0082457
2492 | 1 | 0.00011584 | 3.1089e-05 | 0 | 8.8113e-05 | 0.00011416 | 0 | 0.070694 | 0.2945 | 0.31933 | 0.61169 | 0.34828 | 0
2493 | 1 | 0.00011122 | 4.8924e-05 | 0 | 5.8742e-05 | 0.00011416 | 0 | 0.08495 | 0.384 | 0.30582 | 0.61257 | 0.39498 | 0
2494 | 1 | 0.00010696 | 6.5818e-05 | 0 | 3.7595e-05 | 0.00011416 | 0 | 0.095229 | 0.4464 | 0.28658 | 0.59182 | 0.21111 | 0
2495 | 1 | 0.00010755 | 8.1485e-05 | 0 | 2.3497e-05 | 0.00011416 | 0 | 0.10396 | 0.4712 | 0.13647 | 0.55013 | 0.051687 | 0
2496 | 1 | 8.8148e-05 | 9.662e-05 | 0 | 9.3987e-06 | 0.00011416 | 0 | 0.10764 | 0.461 | 0.084246 | 0.50621 | 0.0013373 | 0
2497 | 1 | 7.0469e-05 | 0.00011112 | 0 | 5.8742e-06 | 0.00011416 | 0 | 0.10657 | 0.4347 | 0.075481 | 0.48041 | 0.1707 | 0
2498 | 1 | 5.9516e-05 | 0.00012409 | 0 | 2.3497e-06 | 0.00011416 | 0 | 0.098914 | 0.4128 | 0.052106 | 0.46965 | 0.66376 | 0
2499 | 1 | 4.3186e-05 | 0.00013589 | 0 | 1.1748e-06 | 0.00011416 | 0 | 0.1027 | 0.4056 | 0.051376 | 0.47091 | 0.8648 | 0
2500 | 1 | 3.6597e-05 | 0.00014761 | 0 | 1.4098e-05 | 0.00011416 | 0 | 0.11074 | 0.4288 | 0.1047 | 0.4874 | 0.52239 | 0
2501 | 1 | 4.1676e-05 | 0.00015919 | 0 | 3.7595e-05 | 0.00011416 | 0 | 0.11695 | 0.4537 | 0.15522 | 0.51978 | 0.15046 | 0
2502 | 1 | 6.5283e-05 | 0.00015567 | 0 | 9.3987e-05 | 0.00011416 | 0.022613 | 0.12355 | 0.4829 | 0.24154 | 0.55905 | 0.0024584 | 0
2503 | 1 | 0.00010038 | 9.9872e-05 | 0 | 0.0001821 | 0.00011416 | 0.10725 | 0.12597 | 0.4669 | 0.36085 | 0.57912 | 0.047084 | 0
2504 | 1 | 0.00012508 | 5.5387e-05 | 0 | 0.0001586 | 0.00011416 | 0.25262 | 0.11016 | 0.3252 | 0.36389 | 0.60413 | 0.32965 | 0.019801
2505 | 1 | 0.00014474 | 5.3382e-06 | 0 | 0.00014685 | 0.00011416 | 0.39832 | 0.087859 | 0.2054 | 0.30996 | 0.60316 | 0.37624 | 0.13497
2506 | 1 | 0.00014733 | 0 | 0 | 0.00016448 | 0.00011416 | 0.50767 | 0.085531 | 0.1385 | 0.28512 | 0.60626 | 0.20222 | 0.36882
2507 | 1 | 0.00014992 | 0 | 0 | 0.00018797 | 0.00011416 | 0.56356 | 0.086404 | 0.0903 | 0.24811 | 0.57514 | 0.050053 | 0.33442
2508 | 1 | 0.00015257 | 0 | 0 | 0.00020677 | 0.00011416 | 0.5831 | 0.092708 | 0.0937 | 0.23277 | 0.54266 | 0.0013373 | 0
2509 | 1 | 0.00014527 | 0 | 0.00015747 | 0.00018797 | 0.00011416 | 0.56437 | 0.097459 | 0.1438 | 0.26601 | 0.5256 | 0.15763 | 0
2510 | 1 | 0.0001403 | 0 | 0.00028728 | 0.00019032 | 0.00011416 | 0.49943 | 0.10047 | 0.1925 | 0.25517 | 0.5286 | 0.61627 | 0.014519
2511 | 1 | 0.0001319 | 0 | 0.00022429 | 0.00021382 | 0.00011416 | 0.41076 | 0.10386 | 0.2564 | 0.24702 | 0.53675 | 0.80203 | 0.0075883
2512 | 1 | 0.00012822 | 0 | 0 | 0.00022322 | 0.00011416 | 0.30173 | 0.10871 | 0.3584 | 0.23533 | 0.55459 | 0.48536 | 0.1415
2513 | 1 | 0.00012294 | 0 | 0 | 0.00022322 | 0.00011416 | 0.16815 | 0.10958 | 0.4478 | 0.26321 | 0.59017 | 0.13991 | 0.47239
2514 | 1 | 0.00012644 | 0 | 0 | 0.00016448 | 0.00011416 | 0.057664 | 0.10716 | 0.4347 | 0.31239 | 0.60995 | 0.0023692 | 0.32409
2515 | 1 | 0.00012939 | 0 | 0 | 0.00011748 | 0.00011416 | 0.011145 | 0.11715 | 0.4639 | 0.28488 | 0.60937 | 0.04228 | 0
2516 | 1 | 0.00011851 | 2.0678e-05 | 0 | 8.8113e-05 | 0.00011416 | 0 | 0.12752 | 0.499 | 0.27514 | 0.60685 | 0.30296 | 0
2517 | 1 | 0.00011222 | 4.1438e-05 | 0 | 5.8742e-05 | 0.00011416 | 0 | 0.12752 | 0.461 | 0.29718 | 0.62139 | 0.34926 | 0
2518 | 1 | 0.00010715 | 6.185e-05 | 0 | 3.7595e-05 | 0.00011416 | 0 | 0.13402 | 0.3347 | 0.32055 | 0.6084 | 0.18935 | 0
2519 | 1 | 0.00010584 | 8.0401e-05 | 0 | 2.3497e-05 | 0.00011416 | 0 | 0.13935 | 0.1831 | 0.1842 | 0.56583 | 0.047668 | 0
2520 | 1 | 8.5938e-05 | 9.4227e-05 | 0 | 9.3987e-06 | 0.00011416 | 0 | 0.14003 | 0.0771 | 0.1422 | 0.51939 | 0.0013373 | 0
2521 | 1 | 6.9456e-05 | 0.00010386 | 0 | 5.8742e-06 | 0.00011416 | 0 | 0.14207 | 0.0353 | 0.10299 | 0.50136 | 0.13735 | 0
2522 | 1 | 5.9302e-05 | 0.00011261 | 0 | 2.3497e-06 | 0.00011416 | 0 | 0.14488 | 0.0254 | 0.049306 | 0.47896 | 0.54226 | 0
2523 | 1 | 4.4712e-05 | 0.00012008 | 0 | 1.1748e-06 | 0.00011416 | 0 | 0.14517 | 0.0323 | 0.048941 | 0.47499 | 0.70429 | 0
2524 | 1 | 3.8898e-05 | 0.00012489 | 0 | 1.4098e-05 | 0.00011416 | 0 | 0.15487 | 0.0703 | 0.079864 | 0.47673 | 0.42759 | 0
2525 | 1 | 4.6094e-05 | 0.00012746 | 0 | 3.7595e-05 | 0.00011416 | 0 | 0.1602 | 0.1412 | 0.14999 | 0.50368 | 0.12346 | 0
2526 | 1 | 6.9654e-05 | 0.00012112 | 0 | 9.3987e-05 | 0.00011416 | 0.015991 | 0.16137 | 0.1741 | 0.25944 | 0.55623 | 0.0022254 | 0
2527 | 1 | 9.8337e-05 | 9.1732e-05 | 0 | 0.0001821 | 0.00011416 | 0.059926 | 0.15535 | 0.1691 | 0.3421 | 0.59802 | 0.035018 | 0
2528 | 1 | 0.00012183 | 6.0336e-05 | 0 | 0.0001586 | 0.00011416 | 0.12987 | 0.12616 | 0.143 | 0.41466 | 0.61499 | 0.26174 | 0
2529 | 1 | 0.00013929 | 2.8082e-05 | 0 | 0.00014685 | 0.00011416 | 0.20611 | 0.10696 | 0.1138 | 0.45021 | 0.6243 | 0.30723 | 0.032069
2530 | 1 | 0.00014965 | 0 | 0 | 0.00016448 | 0.00011416 | 0.29672 | 0.091641 | 0.1662 | 0.3214 | 0.6243 | 0.16913 | 0.027824
2531 | 1 | 0.0001511 | 0 | 0 | 0.00018797 | 0.00011416 | 0.35261 | 0.089895 | 0.3225 | 0.26942 | 0.60462 | 0.043863 | 0
2532 | 1 | 0.00015644 | 0 | 0 | 0.00020677 | 0.00011416 | 0.39202 | 0.10066 | 0.5337 | 0.31568 | 0.59017 | 0.0013373 | 0.014285
2533 | 1 | 0.00015268 | 0 | 0 | 0.00018797 | 0.00011416 | 0.38314 | 0.10822 | 0.6481 | 0.30558 | 0.58105 | 0.11199 | 0.022029
2534 | 1 | 0.00014886 | 0 | 0 | 0.00019032 | 0.00011416 | 0.35019 | 0.125 | 0.6874 | 0.22693 | 0.56855 | 0.44895 | 0
2535 | 1 | 0.0001397 | 0 | 0 | 0.00021382 | 0.00011416 | 0.267 | 0.13179 | 0.6607 | 0.22632 | 0.56021 | 0.58129 | 0.025673
2536 | 1 | 0.00013194 | 0 | 0 | 0.00022322 | 0.00011416 | 0.1906 | 0.13761 | 0.6196 | 0.24142 | 0.56215 | 0.3547 | 0
2537 | 1 | 0.00012738 | 0 | 0 | 0.00022322 | 0.00011416 | 0.11856 | 0.13702 | 0.5236 | 0.28744 | 0.58416 | 0.10266 | 0
2538 | 1 | 0.00012855 | 1.2824e-05 | 0 | 0.00016448 | 0.00011416 | 0.044742 | 0.12927 | 0.461 | 0.3768 | 0.6115 | 0.0020339 | 0
2539 | 1 | 0.00012367 | 4.3115e-05 | 0 | 0.00011748 | 0.00011416 | 0.010499 | 0.12277 | 0.439 | 0.34746 | 0.6179 | 0.026323 | 0
2540 | 1 | 0.00011419 | 5.8107e-05 | 0 | 8.8113e-05 | 0.00011416 | 0 | 0.12694 | 0.4727 | 0.22827 | 0.61829 | 0.21058 | 0
2541 | 1 | 0.00010772 | 6.7536e-05 | 0 | 5.8742e-05 | 0.00011416 | 0 | 0.12578 | 0.4917 | 0.23302 | 0.62304 | 0.25424 | 0
2542 | 1 | 0.00010479 | 7.5901e-05 | 0 | 3.7595e-05 | 0.00011416 | 0 | 0.13101 | 0.4873 | 0.22863 | 0.60529 | 0.14333 | 0
2543 | 1 | 0.00010728 | 8.4307e-05 | 0 | 2.3497e-05 | 0.00011416 | 0 | 0.13208 | 0.4566 | 0.16606 | 0.55827 | 0.038885 | 0
2544 | 1 | 8.9338e-05 | 9.298e-05 | 0 | 9.3987e-06 | 0.00011416 | 0 | 0.12781 | 0.4172 | 0.12978 | 0.52744 | 0.0013373 | 0
2545 | 1 | 7.2094e-05 | 0.00010196 | 0 | 5.8742e-06 | 0.00011416 | 0 | 0.12306 | 0.4041 | 0.10336 | 0.51008 | 0.089964 | 0
2546 | 1 | 6.2328e-05 | 0.00011008 | 0 | 2.3497e-06 | 0.00011416 | 0 | 0.12035 | 0.3797 | 0.084003 | 0.49079 | 0.36702 | 0
2547 | 1 | 4.7786e-05 | 0.00011746 | 0 | 1.1748e-06 | 0.00011416 | 0 | 0.12209 | 0.3711 | 0.066594 | 0.50436 | 0.47351 | 0
2548 | 1 | 4.0707e-05 | 0.00012433 | 0 | 1.4098e-05 | 0.00011416 | 0 | 0.13227 | 0.3697 | 0.08169 | 0.50911 | 0.2906 | 0
2549 | 1 | 4.8164e-05 | 0.00012953 | 0 | 3.7595e-05 | 0.00011416 | 0.0032305 | 0.14847 | 0.3612 | 0.13014 | 0.52676 | 0.084345 | 0
2550 | 1 | 6.9601e-05 | 0.0001273 | 0 | 9.3987e-05 | 0.00011416 | 0.015022 | 0.16835 | 0.3143 | 0.19455 | 0.57446 | 0.0018538 | 0
2551 | 1 | 9.5681e-05 | 0.00010818 | 0 | 0.0001821 | 0.00011416 | 0.058149 | 0.1537 | 0.2065 | 0.34052 | 0.60481 | 0.019201 | 0
2552 | 1 | 0.00011609 | 8.7682e-05 | 0 | 0.0001586 | 0.00011416 | 0.13342 | 0.13635 | 0.1852 | 0.44217 | 0.59124 | 0.16657 | 0.01979
2553 | 1 | 0.00013251 | 6.322e-05 | 0 | 0.00014685 | 0.00011416 | 0.19964 | 0.12839 | 0.2043 | 0.48515 | 0.61848 | 0.20773 | 0.14838
2554 | 1 | 0.00014241 | 3.8288e-05 | 0 | 0.00016448 | 0.00011416 | 0.27443 | 0.13402 | 0.2431 | 0.44424 | 0.62866 | 0.12029 | 0.46559
2555 | 1 | 0.00015194 | 1.534e-05 | 0 | 0.00018797 | 0.00011416 | 0.32127 | 0.14633 | 0.2945 | 0.32761 | 0.62934 | 0.034298 | 0.36264
2556 | 1 | 0.00015892 | 0 | 0 | 0.00020677 | 0.00011416 | 0.33533 | 0.15555 | 0.3782 | 0.2934 | 0.63147 | 0.0013373 | 0.84578
2557 | 1 | 0.00015216 | 0 | 0 | 0.00018797 | 0.00011416 | 0.32935 | 0.17436 | 0.4683 | 0.285 | 0.61509 | 0.06616 | 0.96777
2558 | 1 | 0.00014646 | 0 | 0 | 0.00019032 | 0.00011416 | 0.30884 | 0.18609 | 0.5207 | 0.19321 | 0.58716 | 0.27718 | 0.94074
2559 | 1 | 0.00013699 | 0 | 0 | 0.00021382 | 0.00011416 | 0.26264 | 0.17339 | 0.5164 | 0.18347 | 0.57398 | 0.3557 | 0.86996
2560 | 1 | 0.0001247 | 1.0492e-05 | 0 | 0.00022322 | 0.00011416 | 0.20045 | 0.18551 | 0.4946 | 0.1898 | 0.57126 | 0.2202 | 0.79898
2561 | 1 | 0.00011672 | 2.7141e-05 | 0 | 0.00022322 | 0.00011416 | 0.12389 | 0.19531 | 0.4917 | 0.20173 | 0.58047 | 0.06418 | 0.58309
2562 | 1 | 0.00011381 | 5.0233e-05 | 0 | 0.00016448 | 0.00011416 | 0.049427 | 0.21751 | 0.4902 | 0.25542 | 0.58804 | 0.0016383 | 0.33785
2563 | 1 | 0.0001068 | 8.2078e-05 | 0 | 0.00011748 | 0.00011416 | 0.01163 | 0.22556 | 0.4654 | 0.21768 | 0.58794 | 0.012104 | 0.098614
2564 | 1 | 9.6757e-05 | 0.00010282 | 0 | 8.8113e-05 | 0.00011416 | 0 | 0.22488 | 0.4186 | 0.19528 | 0.60452 | 0.11961 | 0
2565 | 1 | 9.2871e-05 | 0.00011742 | 0 | 5.8742e-05 | 0.00011416 | 0 | 0.23293 | 0.3037 | 0.21792 | 0.62197 | 0.15676 | 0
2566 | 1 | 9.1057e-05 | 0.00013024 | 0 | 3.7595e-05 | 0.00011416 | 0 | 0.23943 | 0.2443 | 0.20246 | 0.61935 | 0.094484 | 0
2567 | 1 | 9.3136e-05 | 0.00014137 | 0 | 2.3497e-05 | 0.00011416 | 0 | 0.25456 | 0.221 | 0.1646 | 0.5954 | 0.02895 | 0
2568 | 1 | 7.3935e-05 | 0.00015215 | 0 | 9.3987e-06 | 0.00011416 | 0 | 0.26862 | 0.1831 | 0.11286 | 0.57786 | 0.0013373 | 0
2569 | 1 | 5.6095e-05 | 0.0001616 | 0 | 5.8742e-06 | 0.00011416 | 0 | 0.27919 | 0.1233 | 0.097638 | 0.56545 | 0.048895 | 0
2570 | 1 | 4.5696e-05 | 0.00016966 | 0 | 2.3497e-06 | 0.00011416 | 0 | 0.28481 | 0.0758 | 0.099343 | 0.55032 | 0.21082 | 0
2571 | 1 | 2.9409e-05 | 0.00017706 | 0 | 1.1748e-06 | 0.00011416 | 0 | 0.28908 | 0.0392 | 0.094595 | 0.53898 | 0.26898 | 0
2572 | 1 | 2.13e-05 | 0.00018443 | 0 | 1.4098e-05 | 0.00011416 | 0 | 0.28646 | 0.0633 | 0.085951 | 0.53849 | 0.16807 | 0
2573 | 1 | 2.1224e-05 | 0.00019185 | 0 | 3.7595e-05 | 0.00011416 | 0.003392 | 0.28782 | 0.1781 | 0.096299 | 0.55236 | 0.049205 | 0
2574 | 1 | 2.8192e-05 | 0.00019005 | 0 | 9.3987e-05 | 0.00011416 | 0.022613 | 0.29655 | 0.3542 | 0.095812 | 0.55817 | 0.0014614 | 0
2575 | 1 | 4.067e-05 | 0.0001679 | 0 | 0.0001821 | 0.00011416 | 0.094492 | 0.2755 | 0.4215 | 0.12357 | 0.56031 | 0.0074916 | 0
2576 | 1 | 6.481e-05 | 0.00013106 | 0 | 0.0001586 | 0.00011416 | 0.21063 | 0.2789 | 0.4522 | 0.1338 | 0.55914 | 0.086105 | 0.063303
2577 | 1 | 8.9118e-05 | 9.0587e-05 | 0 | 0.00014685 | 0.00011416 | 0.33419 | 0.32118 | 0.5106 | 0.11797 | 0.55934 | 0.11912 | 0.21527
2578 | 1 | 0.00010301 | 5.7718e-05 | 0 | 0.00016448 | 0.00011416 | 0.43563 | 0.37655 | 0.538 | 0.12187 | 0.56448 | 0.0749 | 0.34307
2579 | 1 | 0.00011171 | 3.3073e-05 | 0 | 0.00018797 | 0.00011416 | 0.49459 | 0.39139 | 0.6116 | 0.12016 | 0.554 | 0.024691 | 0.46367
2580 | 1 | 0.0001231 | 1.5585e-05 | 0 | 0.00020677 | 0.00011416 | 0.51171 | 0.41001 | 0.7458 | 0.075846 | 0.54935 | 0.0013373 | 0.52443
2581 | 1 | 0.000118 | 4.8269e-06 | 0 | 0.00018797 | 0.00011416 | 0.51753 | 0.43474 | 0.8395 | 0.057219 | 0.54673 | 0.033399 | 0.50703
2582 | 1 | 0.00010934 | 4.7042e-07 | 0 | 0.00019032 | 0.00011416 | 0.48942 | 0.44977 | 0.8831 | 0.070246 | 0.53713 | 0.1499 | 0.0043011
2583 | 1 | 9.8369e-05 | 3.2316e-06 | 0 | 0.00021382 | 0.00011416 | 0.40333 | 0.46005 | 0.9078 | 0.074629 | 0.53073 | 0.18973 | 0.31392
2584 | 1 | 8.8649e-05 | 1.1474e-05 | 0 | 0.00022322 | 0.00011416 | 0.28832 | 0.46616 | 0.9221 | 0.081812 | 0.53529 | 0.12009 | 0.24178
2585 | 1 | 8.2515e-05 | 2.6548e-05 | 0 | 0.00022322 | 0.00011416 | 0.16895 | 0.45801 | 0.9125 | 0.12856 | 0.57155 | 0.035373 | 0.086803
2586 | 1 | 8.0166e-05 | 5.6307e-05 | 0 | 0.00016448 | 0.00011416 | 0.060572 | 0.44967 | 0.8613 | 0.13075 | 0.59851 | 0.0012781 | 0.28016
2587 | 1 | 7.2154e-05 | 0.00010267 | 0 | 0.00011748 | 0.00011416 | 0.012276 | 0.42368 | 0.7569 | 0.14987 | 0.60704 | 0.0039066 | 0.0044794
2588 | 1 | 6.537e-05 | 0.00012867 | 0 | 8.8113e-05 | 0.00011416 | 0 | 0.439 | 0.7861 | 0.24848 | 0.60452 | 0.056654 | 0
2589 | 1 | 6.4802e-05 | 0.00014618 | 0 | 5.8742e-05 | 0.00011416 | 0 | 0.45277 | 0.8563 | 0.25566 | 0.60219 | 0.084599 | 0
2590 | 1 | 6.7301e-05 | 0.0001627 | 0 | 3.7595e-05 | 0.00011416 | 0 | 0.44327 | 0.8697 | 0.22644 | 0.5955 | 0.056337 | 0
2591 | 1 | 7.166e-05 | 0.00017806 | 0 | 2.3497e-05 | 0.00011416 | 0 | 0.42882 | 0.8374 | 0.11919 | 0.56574 | 0.020423 | 0
2592 | 1 | 5.5036e-05 | 0.00019146 | 0 | 9.3987e-06 | 0.00011416 | 0 | 0.41825 | 0.7834 | 0.067202 | 0.54014 | 0.0013373 | 0
2593 | 1 | 3.8996e-05 | 0.00020484 | 0 | 5.8742e-06 | 0.00011416 | 0 | 0.39711 | 0.7458 | 0.072681 | 0.51629 | 0.022727 | 0
2594 | 1 | 2.7707e-05 | 0.00021652 | 0 | 2.3497e-06 | 0.00011416 | 0 | 0.38208 | 0.7013 | 0.074142 | 0.50349 | 0.10674 | 0
2595 | 1 | 1.0998e-05 | 0.00022558 | 0 | 1.1748e-06 | 0.00011416 | 0 | 0.35948 | 0.6742 | 0.070124 | 0.49874 | 0.1339 | 0
2596 | 1 | 1.5326e-06 | 0.00023366 | 0 | 1.4098e-05 | 0.00011416 | 0 | 0.3398 | 0.7115 | 0.040541 | 0.48526 | 0.085976 | 0
2597 | 1 | 0 | 0.00024018 | 0 | 3.7595e-05 | 0.00011416 | 0.0037151 | 0.33282 | 0.6921 | 0.038349 | 0.49089 | 0.025498 | 0
2598 | 1 | 3.5001e-06 | 0.00023515 | 0 | 9.3987e-05 | 0.00011416 | 0.021321 | 0.3268 | 0.6443 | 0.058193 | 0.49855 | 0.0011286 | 0
2599 | 1 | 1.2014e-05 | 0.00020966 | 0 | 0.0001821 | 0.00011416 | 0.082378 | 0.28637 | 0.583 | 0.057828 | 0.50776 | 0.0018864 | 0
2600 | 1 | 3.5923e-05 | 0.00016622 | 0 | 0.0001586 | 0.00011416 | 0.17332 | 0.2469 | 0.6142 | 0.07962 | 0.50853 | 0.036909 | 0.084864
2601 | 1 | 6.2808e-05 | 0.0001173 | 0 | 0.00014685 | 0.00011416 | 0.2733 | 0.24505 | 0.7618 | 0.075359 | 0.51193 | 0.060161 | 0.26071
2602 | 1 | 8.0603e-05 | 8.2917e-05 | 0 | 0.00016448 | 0.00011416 | 0.3476 | 0.24399 | 0.81 | 0.10933 | 0.51648 | 0.042662 | 0
2603 | 1 | 9.3285e-05 | 5.7678e-05 | 0 | 0.00018797 | 0.00011416 | 0.38847 | 0.23536 | 0.8017 | 0.10336 | 0.52744 | 0.01707 | 0
2604 | 1 | 0.00010733 | 4.0313e-05 | 0 | 0.00020677 | 0.00011416 | 0.40204 | 0.24118 | 0.7588 | 0.047358 | 0.51687 | 0.0013373 | 0.047457
2605 | 1 | 0.00010063 | 2.9596e-05 | 0 | 0.00018797 | 0.00011416 | 0.40026 | 0.24234 | 0.699 | 0.035549 | 0.50116 | 0.014612 | 0.012235
2606 | 1 | 9.0114e-05 | 2.4175e-05 | 0 | 0.00019032 | 0.00011416 | 0.37587 | 0.23865 | 0.6519 | 0.042488 | 0.48575 | 0.072776 | 0
2607 | 1 | 7.8961e-05 | 2.4482e-05 | 0 | 0.00021382 | 0.00011416 | 0.33161 | 0.24661 | 0.6275 | 0.076333 | 0.49602 | 0.090263 | 0.29746
2608 | 1 | 7.0193e-05 | 2.9882e-05 | 0 | 0.00022322 | 0.00011416 | 0.25602 | 0.25 | 0.5995 | 0.085829 | 0.5032 | 0.059026 | 0.27904
2609 | 1 | 6.5917e-05 | 4.1867e-05 | 0 | 0.00022322 | 0.00011416 | 0.16169 | 0.2436 | 0.5308 | 0.11042 | 0.52812 | 0.017657 | 0.18188
2610 | 1 | 6.7291e-05 | 6.8763e-05 | 0 | 0.00016448 | 0.00011416 | 0.065094 | 0.2244 | 0.4888 | 0.13599 | 0.551 | 0.00099127 | 0.12162
2611 | 1 | 6.5515e-05 | 0.00011435 | 0 | 0.00011748 | 0.00011416 | 0.014376 | 0.21334 | 0.5913 | 0.20404 | 0.56234 | 0.00071998 | 0.12432
2612 | 1 | 6.6122e-05 | 0.0001362 | 0 | 8.8113e-05 | 0.00011416 | 0 | 0.23536 | 0.6874 | 0.22839 | 0.567 | 0.022384 | 0
2613 | 1 | 6.8771e-05 | 0.0001479 | 0 | 5.8742e-05 | 0.00011416 | 0 | 0.25912 | 0.7126 | 0.25177 | 0.56234 | 0.04095 | 0
2614 | 1 | 7.0949e-05 | 0.00015957 | 0 | 3.7595e-05 | 0.00011416 | 0 | 0.27172 | 0.7081 | 0.24738 | 0.54499 | 0.0314 | 0
2615 | 1 | 7.4732e-05 | 0.00017064 | 0 | 2.3497e-05 | 0.00011416 | 0 | 0.26377 | 0.679 | 0.11846 | 0.51416 | 0.014105 | 0
2616 | 1 | 5.8684e-05 | 0.00018103 | 0 | 9.3987e-06 | 0.00011416 | 0 | 0.24389 | 0.6468 | 0.11334 | 0.50766 | 0.0013373 | 0
2617 | 1 | 4.4467e-05 | 0.00019075 | 0 | 5.8742e-06 | 0.00011416 | 0 | 0.21635 | 0.6196 | 0.10908 | 0.47983 | 0.010683 | 0
2618 | 1 | 3.5893e-05 | 0.00019747 | 0 | 2.3497e-06 | 0.00011416 | 0 | 0.21043 | 0.5967 | 0.063915 | 0.46422 | 0.055732 | 0
2619 | 1 | 2.3026e-05 | 0.00020328 | 0 | 1.1748e-06 | 0.00011416 | 0 | 0.2051 | 0.5565 | 0.070246 | 0.46403 | 0.068513 | 0
2620 | 1 | 1.9425e-05 | 0.00020889 | 0 | 1.4098e-05 | 0.00011416 | 0 | 0.18988 | 0.4581 | 0.10214 | 0.47033 | 0.045444 | 0
2621 | 1 | 3.1415e-05 | 0.00021324 | 0 | 3.7595e-05 | 0.00011416 | 0.003392 | 0.18241 | 0.343 | 0.21269 | 0.51513 | 0.013684 | 0
2622 | 1 | 5.7922e-05 | 0.000205 | 0 | 9.3987e-05 | 0.00011416 | 0.025198 | 0.16825 | 0.332 | 0.2917 | 0.57165 | 0.00091137 | 0
2623 | 1 | 8.7244e-05 | 0.00017252 | 0 | 0.0001821 | 0.00011416 | 0.1037 | 0.12995 | 0.2701 | 0.34648 | 0.60239 | 0.00032027 | 0
2624 | 1 | 0.00011504 | 0.0001293 | 0 | 0.0001586 | 0.00011416 | 0.23001 | 0.078937 | 0.2516 | 0.39968 | 0.61208 | 0.015602 | 0.096854
2625 | 1 | 0.00013708 | 7.7865e-05 | 0 | 0.00014685 | 0.00011416 | 0.34906 | 0.053336 | 0.2153 | 0.37619 | 0.61189 | 0.031318 | 0.20083
2626 | 1 | 0.00015059 | 3.2439e-05 | 0 | 0.00016448 | 0.00011416 | 0.44209 | 0.064003 | 0.2065 | 0.30144 | 0.60714 | 0.025484 | 0.21868
2627 | 1 | 0.00015944 | 0 | 0 | 0.00018797 | 0.00011416 | 0.5101 | 0.097265 | 0.1873 | 0.2671 | 0.60588 | 0.012438 | 0
2628 | 1 | 0.00015893 | 0 | 0 | 0.00020677 | 0.00011416 | 0.5487 | 0.1153 | 0.1701 | 0.18785 | 0.58338 | 0.0013373 | 0.41262
2629 | 1 | 0.00015238 | 0 | 0 | 0.00018797 | 0.00011416 | 0.55193 | 0.11414 | 0.152 | 0.22839 | 0.56457 | 0.0081022 | 0.28293
2630 | 1 | 0.00014678 | 0 | 0 | 0.00019032 | 0.00011416 | 0.52512 | 0.11724 | 0.1394 | 0.18262 | 0.55449 | 0.044193 | 0.17742
2631 | 1 | 0.00013613 | 0 | 0 | 0.00021382 | 0.00011416 | 0.45178 | 0.13431 | 0.1403 | 0.12016 | 0.56758 | 0.053873 | 0.13023
2632 | 1 | 0.00012459 | 0 | 0 | 0.00022322 | 0.00011416 | 0.34599 | 0.1569 | 0.1465 | 0.10665 | 0.58978 | 0.036217 | 0.21417
2633 | 1 | 0.00012083 | 0 | 0 | 0.00022322 | 0.00011416 | 0.22 | 0.17164 | 0.1465 | 0.12016 | 0.5859 | 0.010974 | 0.56366
2634 | 1 | 0.00012074 | 1.4338e-05 | 0 | 0.00016448 | 0.00011416 | 0.086093 | 0.16573 | 0.1447 | 0.2335 | 0.59773 | 0.00085063 | 0.12509
2635 | 1 | 0.00010885 | 7.2976e-05 | 0 | 0.00011748 | 0.00011416 | 0.017122 | 0.17368 | 0.176 | 0.27916 | 0.60549 | 0.00013621 | 0
2636 | 1 | 9.6035e-05 | 0.00010128 | 0 | 8.8113e-05 | 0.00011416 | 0 | 0.21548 | 0.2491 | 0.26491 | 0.6018 | 0.011287 | 0
2637 | 1 | 9.3681e-05 | 0.00011691 | 0 | 5.8742e-05 | 0.00011416 | 0 | 0.25116 | 0.3969 | 0.25128 | 0.60016 | 0.024803 | 0
2638 | 1 | 9.2459e-05 | 0.00013254 | 0 | 3.7595e-05 | 0.00011416 | 0 | 0.26164 | 0.5322 | 0.23143 | 0.58474 | 0.021325 | 0
2639 | 1 | 9.2906e-05 | 0.00014753 | 0 | 2.3497e-05 | 0.00011416 | 0 | 0.25175 | 0.5967 | 0.13197 | 0.54489 | 0.011204 | 0
2640 | 1 | 7.3237e-05 | 0.00016178 | 0 | 9.3987e-06 | 0.00011416 | 0 | 0.24292 | 0.6275 | 0.076455 | 0.51852 | 0.0013373 | 0
2641 | 1 | 5.7587e-05 | 0.00017381 | 0 | 5.8742e-06 | 0.00011416 | 0 | 0.23962 | 0.6557 | 0.053689 | 0.49476 | 0.0081022 | 0
2642 | 1 | 4.8283e-05 | 0.00018312 | 0 | 2.3497e-06 | 0.00011416 | 0 | 0.24253 | 0.634 | 0.042975 | 0.48633 | 0.044193 | 0
2643 | 1 | 3.3758e-05 | 0.00019156 | 0 | 1.1748e-06 | 0.00011416 | 0 | 0.24438 | 0.5816 | 0.040784 | 0.48439 | 0.053873 | 0
2644 | 1 | 2.8504e-05 | 0.00019956 | 0 | 1.4098e-05 | 0.00011416 | 0 | 0.22818 | 0.5579 | 0.077672 | 0.49699 | 0.036217 | 0
2645 | 1 | 3.7121e-05 | 0.00020476 | 0 | 3.7595e-05 | 0.00011416 | 0.003392 | 0.20811 | 0.5062 | 0.13952 | 0.52521 | 0.010974 | 0
2646 | 1 | 6.1264e-05 | 0.00019361 | 0 | 9.3987e-05 | 0.00011416 | 0.03182 | 0.21111 | 0.4464 | 0.27185 | 0.58115 | 0.00085063 | 0
2647 | 1 | 9.2935e-05 | 0.0001533 | 0 | 0.0001821 | 0.00011416 | 0.1373 | 0.16505 | 0.3361 | 0.33285 | 0.61315 | 0.00013621 | 0
2648 | 1 | 0.00011884 | 0.00010572 | 0 | 0.0001586 | 0.00011416 | 0.30237 | 0.087568 | 0.2372 | 0.28123 | 0.61237 | 0.011287 | 0.091962
2649 | 1 | 0.00014105 | 4.6101e-05 | 0 | 0.00014685 | 0.00011416 | 0.45566 | 0.056245 | 0.2638 | 0.24458 | 0.59928 | 0.024803 | 0.3084
2650 | 1 | 0.00015347 | 0 | 0 | 0.00016448 | 0.00011416 | 0.5613 | 0.061967 | 0.2919 | 0.2441 | 0.59124 | 0.021325 | 0.52237
2651 | 1 | 0.00015329 | 0 | 0 | 0.00018797 | 0.00011416 | 0.61509 | 0.10357 | 0.3754 | 0.17969 | 0.58193 | 0.011204 | 0.6109
2652 | 1 | 0.00015369 | 0 | 0 | 0.00020677 | 0.00011416 | 0.63479 | 0.13101 | 0.4143 | 0.15827 | 0.56855 | 0.0013373 | 0.26465
2653 | 1 | 0.00014806 | 0 | 0 | 0.00018797 | 0.00011416 | 0.63366 | 0.13964 | 0.4361 | 0.15023 | 0.55585 | 0.0087032 | 0.40987
2654 | 1 | 0.00014349 | 0 | 0 | 0.00019032 | 0.00011416 | 0.60216 | 0.14643 | 0.48 | 0.097882 | 0.53578 | 0.046912 | 0.43524
2655 | 1 | 0.0001343 | 0 | 0 | 0.00021382 | 0.00011416 | 0.51882 | 0.16524 | 0.5394 | 0.070124 | 0.52492 | 0.057314 | 0.28862
2656 | 1 | 0.00012703 | 0 | 0 | 0.00022322 | 0.00011416 | 0.39541 | 0.18939 | 0.5816 | 0.077429 | 0.52841 | 0.038394 | 0.0076551
2657 | 1 | 0.00012153 | 0 | 0 | 0.00022322 | 0.00011416 | 0.2376 | 0.21683 | 0.5351 | 0.14366 | 0.54673 | 0.011614 | 0.19327
2658 | 1 | 0.00012436 | 0 | 0 | 0.00016448 | 0.00011416 | 0.0911 | 0.22653 | 0.5761 | 0.20465 | 0.57058 | 0.00086555 | 0.082836
2659 | 1 | 0.00011527 | 4.2685e-05 | 0 | 0.00011748 | 0.00011416 | 0.019868 | 0.25145 | 0.7312 | 0.27648 | 0.57388 | 0.00017275 | 0.090803
2660 | 1 | 0.00010151 | 7.2567e-05 | 0 | 8.8113e-05 | 0.00011416 | 0 | 0.30237 | 0.8108 | 0.21049 | 0.56554 | 0.012279 | 0
2661 | 1 | 9.8479e-05 | 8.9339e-05 | 0 | 5.8742e-05 | 0.00011416 | 0 | 0.3398 | 0.8287 | 0.24811 | 0.55895 | 0.026338 | 0
2662 | 1 | 9.7264e-05 | 0.00010425 | 0 | 3.7595e-05 | 0.00011416 | 0 | 0.36259 | 0.8164 | 0.21293 | 0.5479 | 0.022319 | 0
2663 | 1 | 9.8334e-05 | 0.0001182 | 0 | 2.3497e-05 | 0.00011416 | 0 | 0.3686 | 0.8164 | 0.065133 | 0.50533 | 0.011505 | 0
2664 | 1 | 7.8511e-05 | 0.00013168 | 0 | 9.3987e-06 | 0.00011416 | 0 | 0.35561 | 0.7888 | 0.030923 | 0.47848 | 0.0013373 | 0
2665 | 1 | 6.1253e-05 | 0.0001436 | 0 | 5.8742e-06 | 0.00011416 | 0 | 0.34668 | 0.7478 | 0.027757 | 0.46131 | 0.011404 | 0
2666 | 1 | 5.1606e-05 | 0.0001542 | 0 | 2.3497e-06 | 0.00011416 | 0 | 0.33165 | 0.7182 | 0.023496 | 0.43446 | 0.058901 | 0
2667 | 1 | 3.6758e-05 | 0.00016391 | 0 | 1.1748e-06 | 0.00011416 | 0 | 0.31332 | 0.7013 | 0.023496 | 0.4301 | 0.072546 | 0
2668 | 1 | 3.0675e-05 | 0.00017318 | 0 | 1.4098e-05 | 0.00011416 | 0 | 0.3044 | 0.699 | 0.030192 | 0.44871 | 0.047973 | 0
2669 | 1 | 3.7522e-05 | 0.00018078 | 0 | 3.7595e-05 | 0.00011416 | 0.0048457 | 0.31449 | 0.7093 | 0.092647 | 0.49583 | 0.014425 | 0
2670 | 1 | 6.0748e-05 | 0.00017203 | 0 | 9.3987e-05 | 0.00011416 | 0.03069 | 0.29344 | 0.6754 | 0.21256 | 0.53578 | 0.00092699 | 0
2671 | 1 | 8.978e-05 | 0.0001355 | 0 | 0.0001821 | 0.00011416 | 0.1205 | 0.23671 | 0.5775 | 0.34526 | 0.56399 | 0.00038361 | 0
2672 | 1 | 0.00011721 | 8.8705e-05 | 0 | 0.0001586 | 0.00011416 | 0.26167 | 0.186 | 0.4902 | 0.33565 | 0.56438 | 0.01683 | 0.086591
2673 | 1 | 0.00013754 | 3.9249e-05 | 0 | 0.00014685 | 0.00011416 | 0.40074 | 0.17601 | 0.5508 | 0.27064 | 0.55362 | 0.033108 | 0.26151
2674 | 1 | 0.00014998 | 0 | 0 | 0.00016448 | 0.00011416 | 0.49814 | 0.19589 | 0.5422 | 0.21488 | 0.55682 | 0.026602 | 0.41382
2675 | 1 | 0.00015122 | 0 | 0 | 0.00018797 | 0.00011416 | 0.55984 | 0.22556 | 0.512 | 0.1495 | 0.5285 | 0.01276 | 0.63775
2676 | 1 | 0.00015345 | 0 | 0 | 0.00020677 | 0.00011416 | 0.56259 | 0.25805 | 0.4508 | 0.1187 | 0.50572 | 0.0013373 | 0.74394
2677 | 1 | 0.00014808 | 0 | 0 | 0.00018797 | 0.00011416 | 0.52011 | 0.28365 | 0.3754 | 0.11127 | 0.48361 | 0.015499 | 0.47805
2678 | 1 | 0.00014374 | 0 | 0 | 0.00019032 | 0.00011416 | 0.4618 | 0.30295 | 0.3306 | 0.11249 | 0.47392 | 0.076556 | 0.55719
2679 | 1 | 0.00013306 | 0 | 0 | 0.00021382 | 0.00011416 | 0.36666 | 0.3077 | 0.3361 | 0.13051 | 0.47392 | 0.095102 | 0
2680 | 1 | 0.00012586 | 0 | 0 | 0.00022322 | 0.00011416 | 0.25957 | 0.30227 | 0.3458 | 0.18468 | 0.49738 | 0.062032 | 0.0091371
2681 | 1 | 0.00012216 | 0 | 0 | 0.00022322 | 0.00011416 | 0.15587 | 0.28937 | 0.3184 | 0.20453 | 0.53907 | 0.018534 | 0
2682 | 1 | 0.00012523 | 4.3565e-06 | 0 | 0.00016448 | 0.00011416 | 0.065094 | 0.2692 | 0.2815 | 0.18201 | 0.57921 | 0.0010078 | 0
2683 | 1 | 0.00011327 | 5.6737e-05 | 0 | 0.00011748 | 0.00011416 | 0.015183 | 0.27822 | 0.3063 | 0.28488 | 0.58668 | 0.00082711 | 0.0037997
2684 | 1 | 0.00010002 | 8.4369e-05 | 0 | 8.8113e-05 | 0.00011416 | 0 | 0.31012 | 0.2614 | 0.19759 | 0.56826 | 0.023942 | 0
2685 | 1 | 9.6198e-05 | 0.00010139 | 0 | 5.8742e-05 | 0.00011416 | 0 | 0.31759 | 0.2221 | 0.19844 | 0.54751 | 0.043087 | 0
2686 | 1 | 9.4947e-05 | 0.00011828 | 0 | 3.7595e-05 | 0.00011416 | 0 | 0.31478 | 0.1936 | 0.18383 | 0.51571 | 0.032684 | 0
2687 | 1 | 9.5266e-05 | 0.00013274 | 0 | 2.3497e-05 | 0.00011416 | 0 | 0.28559 | 0.1936 | 0.080959 | 0.47411 | 0.014455 | 0
2688 | 1 | 7.6046e-05 | 0.00014452 | 0 | 9.3987e-06 | 0.00011416 | 0 | 0.25553 | 0.1781 | 0.081446 | 0.45792 | 0.0013373 | 0
2689 | 1 | 5.9458e-05 | 0.00015507 | 0 | 5.8742e-06 | 0.00011416 | 0 | 0.23516 | 0.1548 | 0.076211 | 0.44881 | 0.019404 | 0
2690 | 1 | 5.0385e-05 | 0.00016346 | 0 | 2.3497e-06 | 0.00011416 | 0 | 0.22324 | 0.1351 | 0.045897 | 0.44066 | 0.092983 | 0
2691 | 1 | 3.638e-05 | 0.00016945 | 0 | 1.1748e-06 | 0.00011416 | 0 | 0.2019 | 0.1242 | 0.056854 | 0.44105 | 0.11619 | 0
2692 | 1 | 3.1243e-05 | 0.00017522 | 0 | 1.4098e-05 | 0.00011416 | 0 | 0.19133 | 0.1242 | 0.091673 | 0.4618 | 0.075076 | 0
2693 | 1 | 3.8415e-05 | 0.0001822 | 0 | 3.7595e-05 | 0.00011416 | 0.0040381 | 0.17572 | 0.125 | 0.18955 | 0.51765 | 0.022332 | 0
2694 | 1 | 6.071e-05 | 0.00017446 | 0 | 9.3987e-05 | 0.00011416 | 0.028105 | 0.15991 | 0.1046 | 0.26674 | 0.57029 | 0.0010757 | 0
2695 | 1 | 8.828e-05 | 0.00014466 | 0 | 0.0001821 | 0.00011416 | 0.10693 | 0.12073 | 0.0478 | 0.31252 | 0.56932 | 0.0013616 | 0
2696 | 1 | 0.00011471 | 0.00010222 | 0 | 0.0001586 | 0.00011416 | 0.22403 | 0.07758 | 0.0193 | 0.26552 | 0.57359 | 0.030893 | 0.0038443
2697 | 1 | 0.00013638 | 5.51e-05 | 0 | 0.00014685 | 0.00011416 | 0.34227 | 0.062645 | 0.0222 | 0.29218 | 0.55565 | 0.052378 | 0
2698 | 1 | 0.00014881 | 1.399e-05 | 0 | 0.00016448 | 0.00011416 | 0.4429 | 0.056051 | 0.0074 | 0.30107 | 0.5414 | 0.038168 | 0
2699 | 1 | 0.00015256 | 0 | 0 | 0.00018797 | 0.00011416 | 0.50428 | 0.057894 | 0.0043 | 0.28354 | 0.52327 | 0.015913 | 0
2700 | 1 | 0.00015666 | 0 | 0 | 0.00020677 | 0.00011416 | 0.52237 | 0.063906 | 0.0054 | 0.2167 | 0.49855 | 0.0013373 | 0.031557
2701 | 1 | 0.00015033 | 0 | 0 | 0.00018797 | 0.00011416 | 0.51268 | 0.063906 | 0.0132 | 0.20063 | 0.47945 | 0.025142 | 0.0428
2702 | 1 | 0.00014602 | 0 | 0 | 0.00019032 | 0.00011416 | 0.47424 | 0.068949 | 0.0411 | 0.14548 | 0.48992 | 0.11662 | 0.056049
2703 | 1 | 0.00013602 | 0 | 0 | 0.00021382 | 0.00011416 | 0.42271 | 0.078646 | 0.0952 | 0.13599 | 0.50359 | 0.14666 | 0.018954
2704 | 1 | 0.0001292 | 0 | 0 | 0.00022322 | 0.00011416 | 0.33274 | 0.079907 | 0.1914 | 0.13587 | 0.52501 | 0.0938 | 0.051458
2705 | 1 | 0.00012414 | 0 | 0 | 0.00022322 | 0.00011416 | 0.20756 | 0.07758 | 0.3444 | 0.2251 | 0.54654 | 0.027767 | 0.025149
2706 | 1 | 0.00012699 | 0 | 0 | 0.00016448 | 0.00011416 | 0.084316 | 0.079422 | 0.4405 | 0.26516 | 0.56709 | 0.0011648 | 0.052706
2707 | 1 | 0.00011881 | 4.0517e-05 | 0 | 0.00011748 | 0.00011416 | 0.018575 | 0.077967 | 0.4099 | 0.26747 | 0.56409 | 0.0023023 | 0
2708 | 1 | 0.00010301 | 7.1074e-05 | 0 | 8.8113e-05 | 0.00011416 | 0 | 0.07981 | 0.3911 | 0.23216 | 0.55614 | 0.041324 | 0
2709 | 1 | 0.00010111 | 8.6475e-05 | 0 | 5.8742e-05 | 0.00011416 | 0 | 0.083398 | 0.3542 | 0.23983 | 0.54062 | 0.065756 | 0
2710 | 1 | 0.0001001 | 0.00010157 | 0 | 3.7595e-05 | 0.00011416 | 0 | 0.07758 | 0.3279 | 0.20587 | 0.51639 | 0.045845 | 0
2711 | 1 | 0.00010065 | 0.00011585 | 0 | 2.3497e-05 | 0.00011416 | 0 | 0.069919 | 0.2867 | 0.11505 | 0.47479 | 0.017871 | 0
2712 | 1 | 8.1849e-05 | 0.00012881 | 0 | 9.3987e-06 | 0.00011416 | 0 | 0.067882 | 0.2676 | 0.071342 | 0.44823 | 0.0013373 | 0
2713 | 1 | 6.4374e-05 | 0.00014252 | 0 | 5.8742e-06 | 0.00011416 | 0 | 0.066234 | 0.2971 | 0.074994 | 0.43271 | 0.031913 | 0
2714 | 1 | 5.2977e-05 | 0.00015636 | 0 | 2.3497e-06 | 0.00011416 | 0 | 0.065943 | 0.3334 | 0.05235 | 0.44105 | 0.14396 | 0
2715 | 1 | 3.7729e-05 | 0.00016784 | 0 | 1.1748e-06 | 0.00011416 | 0 | 0.066621 | 0.3184 | 0.079864 | 0.45986 | 0.18203 | 0
2716 | 1 | 3.1427e-05 | 0.00017714 | 0 | 1.4098e-05 | 0.00011416 | 0 | 0.071373 | 0.301 | 0.1243 | 0.46112 | 0.1154 | 0
2717 | 1 | 3.8467e-05 | 0.00018475 | 0 | 3.7595e-05 | 0.00011416 | 0.0040381 | 0.070985 | 0.3157 | 0.21171 | 0.51542 | 0.03402 | 0
2718 | 1 | 6.2439e-05 | 0.00016661 | 0 | 9.3987e-05 | 0.00011416 | 0.031659 | 0.0705 | 0.288 | 0.38398 | 0.58009 | 0.0012587 | 0
2719 | 1 | 9.5375e-05 | 0.00011585 | 0 | 0.0001821 | 0.00011416 | 0.12357 | 0.06313 | 0.1529 | 0.486 | 0.58425 | 0.0035994 | 0
2720 | 1 | 0.00012137 | 7.2976e-05 | 0 | 0.0001586 | 0.00011416 | 0.26183 | 0.050912 | 0.0765 | 0.3992 | 0.59676 | 0.053873 | 0
2721 | 1 | 0.00014429 | 2.0658e-05 | 0 | 0.00014685 | 0.00011416 | 0.38895 | 0.044317 | 0.0468 | 0.36146 | 0.57931 | 0.081237 | 0.00083571
2722 | 1 | 0.00015157 | 0 | 0 | 0.00016448 | 0.00011416 | 0.48037 | 0.044317 | 0.0439 | 0.29133 | 0.57853 | 0.054488 | 0
2723 | 1 | 0.00015126 | 0 | 0 | 0.00018797 | 0.00011416 | 0.53481 | 0.059736 | 0.0468 | 0.28464 | 0.59036 | 0.019982 | 0.2268
2724 | 1 | 0.00015356 | 0 | 0 | 0.00020677 | 0.00011416 | 0.54935 | 0.076804 | 0.0379 | 0.23557 | 0.56418 | 0.0013373 | 0.79102
2725 | 1 | 0.00014619 | 0 | 0 | 0.00018797 | 0.00011416 | 0.53594 | 0.076222 | 0.0219 | 0.25457 | 0.54208 | 0.038131 | 0
2726 | 1 | 0.00014045 | 0 | 0 | 0.00019032 | 0.00011416 | 0.50057 | 0.076319 | 0.0196 | 0.18103 | 0.50805 | 0.16868 | 0.0027857
2727 | 1 | 0.00013065 | 0 | 0 | 0.00021382 | 0.00011416 | 0.41366 | 0.082525 | 0.0353 | 0.14463 | 0.51086 | 0.21411 | 0
2728 | 1 | 0.00012335 | 0 | 0 | 0.00022322 | 0.00011416 | 0.29882 | 0.082913 | 0.0473 | 0.10117 | 0.51959 | 0.1349 | 0
2729 | 1 | 0.00011922 | 0 | 0 | 0.00022322 | 0.00011416 | 0.17477 | 0.07787 | 0.0353 | 0.20575 | 0.54916 | 0.039648 | 0
2730 | 1 | 0.00012306 | 0 | 0 | 0.00016448 | 0.00011416 | 0.064125 | 0.067591 | 0.0183 | 0.33674 | 0.6019 | 0.0013373 | 0
2731 | 1 | 0.00011668 | 2.9207e-05 | 0 | 0.00011748 | 0.00011416 | 0.01373 | 0.061967 | 0.0137 | 0.40394 | 0.61722 | 0.0049321 | 0.0088474
2732 | 1 | 0.00010712 | 4.8228e-05 | 0 | 8.8113e-05 | 0.00011416 | 0 | 0.05867 | 0.028 | 0.34514 | 0.58173 | 0.065567 | 0
2733 | 1 | 0.00010547 | 6.0623e-05 | 0 | 5.8742e-05 | 0.00011416 | 0 | 0.057215 | 0.0571 | 0.25931 | 0.56835 | 0.09524 | 0
2734 | 1 | 0.00010644 | 7.1238e-05 | 0 | 3.7595e-05 | 0.00011416 | 0 | 0.055954 | 0.0796 | 0.23509 | 0.54479 | 0.062136 | 0
2735 | 1 | 0.00010845 | 8.0585e-05 | 0 | 2.3497e-05 | 0.00011416 | 0 | 0.062936 | 0.0835 | 0.15632 | 0.51542 | 0.021786 | 0
2736 | 1 | 8.8447e-05 | 8.7989e-05 | 0 | 9.3987e-06 | 0.00011416 | 0 | 0.067785 | 0.1053 | 0.090942 | 0.47954 | 0.0013373 | 0
2737 | 1 | 7.1802e-05 | 9.3716e-05 | 0 | 5.8742e-06 | 0.00011416 | 0 | 0.071082 | 0.1831 | 0.065985 | 0.44231 | 0.045108 | 0
2738 | 1 | 6.0719e-05 | 9.8727e-05 | 0 | 2.3497e-06 | 0.00011416 | 0 | 0.065458 | 0.2945 | 0.052837 | 0.41991 | 0.19607 | 0
2739 | 1 | 4.5073e-05 | 0.00010274 | 0 | 1.1748e-06 | 0.00011416 | 0 | 0.076125 | 0.3897 | 0.040662 | 0.42098 | 0.24976 | 0
2740 | 1 | 3.7463e-05 | 0.00010607 | 0 | 1.4098e-05 | 0.00011416 | 0 | 0.08621 | 0.4157 | 0.033723 | 0.41933 | 0.15647 | 0
2741 | 1 | 3.7871e-05 | 0.00010822 | 0 | 3.7595e-05 | 0.00011416 | 0.0035535 | 0.086986 | 0.4376 | 0.031288 | 0.41953 | 0.045866 | 0
2742 | 1 | 4.3838e-05 | 0.00010437 | 0 | 9.3987e-05 | 0.00011416 | 0.018091 | 0.088926 | 0.4522 | 0.04748 | 0.42321 | 0.0014192 | 0
2743 | 1 | 5.3415e-05 | 8.9421e-05 | 0 | 0.0001821 | 0.00011416 | 0.062026 | 0.09775 | 0.442 | 0.095082 | 0.44697 | 0.0065588 | 0
2744 | 1 | 7.2387e-05 | 7.1586e-05 | 0 | 0.0001586 | 0.00011416 | 0.13778 | 0.10085 | 0.4274 | 0.18322 | 0.47566 | 0.078843 | 0.097355
2745 | 1 | 9.3357e-05 | 4.8883e-05 | 0 | 0.00014685 | 0.00011416 | 0.22129 | 0.10919 | 0.4888 | 0.19394 | 0.49632 | 0.11077 | 0.086625
2746 | 1 | 0.00010653 | 2.4339e-05 | 0 | 0.00016448 | 0.00011416 | 0.30124 | 0.12122 | 0.6196 | 0.15961 | 0.50184 | 0.070468 | 0.15854
2747 | 1 | 0.000117 | 1.7385e-06 | 0 | 0.00018797 | 0.00011416 | 0.35067 | 0.14507 | 0.8132 | 0.18639 | 0.49903 | 0.023696 | 0
2748 | 1 | 0.00012607 | 0 | 0 | 0.00020677 | 0.00011416 | 0.35406 | 0.16107 | 0.8743 | 0.14134 | 0.4744 | 0.0013373 | 0
2749 | 1 | 0.00011905 | 0 | 0 | 0.00018797 | 0.00011416 | 0.34276 | 0.16515 | 0.8899 | 0.086194 | 0.44386 | 0.050866 | 0
2750 | 1 | 0.00010947 | 0 | 0 | 0.00019032 | 0.00011416 | 0.31433 | 0.16127 | 0.8847 | 0.052593 | 0.4298 | 0.21846 | 0
2751 | 1 | 9.9618e-05 | 0 | 0 | 0.00021382 | 0.00011416 | 0.28396 | 0.15138 | 0.8594 | 0.044802 | 0.4204 | 0.27895 | 0.092452
2752 | 1 | 9.2882e-05 | 0 | 0 | 0.00022322 | 0.00011416 | 0.22177 | 0.12898 | 0.8092 | 0.06148 | 0.43068 | 0.17408 | 0.2349
2753 | 1 | 9.1671e-05 | 6.3404e-07 | 0 | 0.00022322 | 0.00011416 | 0.14586 | 0.11404 | 0.7437 | 0.15961 | 0.47411 | 0.050934 | 0
2754 | 1 | 9.3038e-05 | 1.7078e-05 | 0 | 0.00016448 | 0.00011416 | 0.063318 | 0.10599 | 0.5844 | 0.25067 | 0.50553 | 0.0014827 | 0.0016046
2755 | 1 | 8.8126e-05 | 5.1133e-05 | 0 | 0.00011748 | 0.00011416 | 0.015991 | 0.1024 | 0.3911 | 0.20976 | 0.52337 | 0.0079894 | 0.0034209
2756 | 1 | 7.8027e-05 | 7.4674e-05 | 0 | 8.8113e-05 | 0.00011416 | 0 | 0.097556 | 0.4537 | 0.17081 | 0.5222 | 0.089897 | 0
2757 | 1 | 7.7931e-05 | 8.3796e-05 | 0 | 5.8742e-05 | 0.00011416 | 0 | 0.11065 | 0.4815 | 0.19199 | 0.52036 | 0.12346 | 0
2758 | 1 | 8.3687e-05 | 9.1957e-05 | 0 | 3.7595e-05 | 0.00011416 | 0 | 0.12364 | 0.3983 | 0.13842 | 0.49922 | 0.077184 | 0
2759 | 1 | 9e-05 | 9.9893e-05 | 0 | 2.3497e-05 | 0.00011416 | 0 | 0.12869 | 0.3024 | 0.11152 | 0.46306 | 0.025199 | 0
2760 | 1 | 7.3482e-05 | 0.00010814 | 0 | 9.3987e-06 | 0.00011416 | 0 | 0.12859 | 0.2087 | 0.070611 | 0.43979 | 0.0013373 | 0
2761 | 1 | 5.73e-05 | 0.00011613 | 0 | 5.8742e-06 | 0.00011416 | 0 | 0.11724 | 0.1266 | 0.058924 | 0.41575 | 0.057093 | 0
2762 | 1 | 4.5805e-05 | 0.00012272 | 0 | 2.3497e-06 | 0.00011416 | 0 | 0.10803 | 0.0869 | 0.04188 | 0.40818 | 0.24249 | 0
2763 | 1 | 2.9138e-05 | 0.00012773 | 0 | 1.1748e-06 | 0.00011416 | 0 | 0.10008 | 0.1099 | 0.048089 | 0.4107 | 0.31032 | 0
2764 | 1 | 2.0474e-05 | 0.00013147 | 0 | 1.4098e-05 | 0.00011416 | 0 | 0.094453 | 0.1711 | 0.051619 | 0.41526 | 0.19297 | 0
2765 | 1 | 1.937e-05 | 0.00013403 | 0 | 3.7595e-05 | 0.00011416 | 0.0043612 | 0.081362 | 0.1595 | 0.037253 | 0.41381 | 0.056361 | 0
2766 | 1 | 2.374e-05 | 0.00011887 | 0 | 9.3987e-05 | 0.00011416 | 0.025521 | 0.076804 | 0.1099 | 0.041028 | 0.4141 | 0.0015481 | 0
2767 | 1 | 3.3152e-05 | 9.2755e-05 | 0 | 0.0001821 | 0.00011416 | 0.083993 | 0.07564 | 0.0849 | 0.041514 | 0.43853 | 0.0096143 | 0
2768 | 1 | 5.2262e-05 | 6.4038e-05 | 0 | 0.0001586 | 0.00011416 | 0.16379 | 0.075252 | 0.0593 | 0.053811 | 0.47518 | 0.10194 | 0.0062289
2769 | 1 | 7.435e-05 | 3.4811e-05 | 0 | 0.00014685 | 0.00011416 | 0.24196 | 0.07981 | 0.0468 | 0.04821 | 0.47479 | 0.13708 | 0.097879
2770 | 1 | 9.1502e-05 | 1.1801e-05 | 0 | 0.00016448 | 0.00011416 | 0.30884 | 0.086307 | 0.0644 | 0.067202 | 0.47789 | 0.084313 | 0.10766
2771 | 1 | 0.00010326 | 0 | 0 | 0.00018797 | 0.00011416 | 0.34066 | 0.094065 | 0.0816 | 0.12479 | 0.46839 | 0.026764 | 0.0080786
2772 | 1 | 0.00011419 | 0 | 0 | 0.00020677 | 0.00011416 | 0.32547 | 0.096102 | 0.1024 | 0.067933 | 0.45521 | 0.0013373 | 0.61907
2773 | 1 | 0.00010533 | 0 | 0 | 0.00018797 | 0.00011416 | 0.30254 | 0.10066 | 0.1623 | 0.041271 | 0.44667 | 0.061516 | 0.52883
2774 | 1 | 9.4684e-05 | 0 | 0 | 0.00019032 | 0.00011416 | 0.25747 | 0.10405 | 0.2516 | 0.051863 | 0.42757 | 0.25945 | 0.25185
2775 | 1 | 8.4164e-05 | 3.8452e-06 | 0 | 0.00021382 | 0.00011416 | 0.21418 | 0.10754 | 0.2815 | 0.066837 | 0.41865 | 0.33249 | 0.15817
2776 | 1 | 7.5825e-05 | 1.399e-05 | 0 | 0.00022322 | 0.00011416 | 0.17542 | 0.10454 | 0.2142 | 0.072437 | 0.43514 | 0.20629 | 0.23508
2777 | 1 | 7.3283e-05 | 2.6978e-05 | 0 | 0.00022322 | 0.00011416 | 0.10241 | 0.10725 | 0.1957 | 0.091186 | 0.47537 | 0.060186 | 0.0030754
2778 | 1 | 7.8443e-05 | 4.4179e-05 | 0 | 0.00016448 | 0.00011416 | 0.042481 | 0.12384 | 0.2087 | 0.13927 | 0.49961 | 0.0015928 | 0.0015823
2779 | 1 | 8.3356e-05 | 6.545e-05 | 0 | 0.00011748 | 0.00011416 | 0.01163 | 0.13712 | 0.301 | 0.20721 | 0.51018 | 0.010812 | 0.07293
2780 | 1 | 8.1314e-05 | 8.0912e-05 | 0 | 8.8113e-05 | 0.00011416 | 0 | 0.1443 | 0.4581 | 0.19613 | 0.50805 | 0.11054 | 0
2781 | 1 | 8.0649e-05 | 8.9973e-05 | 0 | 5.8742e-05 | 0.00011416 | 0 | 0.1507 | 0.5593 | 0.22425 | 0.51464 | 0.1467 | 0
2782 | 1 | 8.3587e-05 | 9.8113e-05 | 0 | 3.7595e-05 | 0.00011416 | 0 | 0.14323 | 0.5677 | 0.13002 | 0.49796 | 0.089302 | 0
2783 | 1 | 8.903e-05 | 0.00010509 | 0 | 2.3497e-05 | 0.00011416 | 0 | 0.13848 | 0.5536 | 0.13063 | 0.46742 | 0.027843 | 0
2784 | 1 | 7.3186e-05 | 0.00011155 | 0 | 9.3987e-06 | 0.00011416 | 0 | 0.15341 | 0.5437 | 0.074994 | 0.4458 | 0.0013373 | 0
2785 | 1 | 5.8615e-05 | 0.00011775 | 0 | 5.8742e-06 | 0.00011416 | 0 | 0.1698 | 0.5649 | 0.10263 | 0.44115 | 0.06381 | 0
2786 | 1 | 4.9153e-05 | 0.0001239 | 0 | 2.3497e-06 | 0.00011416 | 0 | 0.17901 | 0.5522 | 0.056611 | 0.44987 | 0.26822 | 0
2787 | 1 | 3.5222e-05 | 0.00013004 | 0 | 1.1748e-06 | 0.00011416 | 0 | 0.18483 | 0.5885 | 0.031897 | 0.45113 | 0.34396 | 0
2788 | 1 | 3.1177e-05 | 0.00013618 | 0 | 1.4098e-05 | 0.00011416 | 0 | 0.21189 | 0.6222 | 0.052715 | 0.45366 | 0.21317 | 0
2789 | 1 | 4.1581e-05 | 0.0001425 | 0 | 3.7595e-05 | 0.00011416 | 0.0040381 | 0.25873 | 0.6049 | 0.085829 | 0.4776 | 0.062162 | 0
2790 | 1 | 6.2786e-05 | 0.00014231 | 0 | 9.3987e-05 | 0.00011416 | 0.019545 | 0.29335 | 0.5803 | 0.11687 | 0.52404 | 0.0016155 | 0
2791 | 1 | 8.7087e-05 | 0.00013278 | 0 | 0.0001821 | 0.00011416 | 0.061702 | 0.31148 | 0.6022 | 0.22316 | 0.55711 | 0.011446 | 0
2792 | 1 | 0.00010973 | 0.00011799 | 0 | 0.0001586 | 0.00011416 | 0.11468 | 0.34785 | 0.6557 | 0.27429 | 0.57756 | 0.11501 | 0.003822
2793 | 1 | 0.0001257 | 0.00010038 | 0 | 0.00014685 | 0.00011416 | 0.17154 | 0.37898 | 0.6532 | 0.2665 | 0.58726 | 0.15168 | 0.004134
2794 | 1 | 0.00013456 | 8.3285e-05 | 0 | 0.00016448 | 0.00011416 | 0.22823 | 0.36007 | 0.6209 | 0.32019 | 0.60617 | 0.091868 | 0.022464
2795 | 1 | 0.00014241 | 6.862e-05 | 0 | 0.00018797 | 0.00011416 | 0.27201 | 0.34445 | 0.5747 | 0.37448 | 0.61101 | 0.028393 | 0
2796 | 1 | 0.00014777 | 5.7984e-05 | 0 | 0.00020677 | 0.00011416 | 0.29494 | 0.34901 | 0.5351 | 0.27697 | 0.58716 | 0.0013373 | 0.026119
2797 | 1 | 0.00014428 | 5.1214e-05 | 0 | 0.00018797 | 0.00011416 | 0.28848 | 0.35105 | 0.5077 | 0.26199 | 0.56971 | 0.068568 | 0.25815
2798 | 1 | 0.00013952 | 4.831e-05 | 0 | 0.00019032 | 0.00011416 | 0.27459 | 0.35764 | 0.4961 | 0.1691 | 0.5542 | 0.28635 | 0.004134
2799 | 1 | 0.00012858 | 5.0253e-05 | 0 | 0.00021382 | 0.00011416 | 0.26248 | 0.35076 | 0.5207 | 0.11797 | 0.5479 | 0.36769 | 0.61837
2800 | 1 | 0.0001196 | 5.8107e-05 | 0 | 0.00022322 | 0.00011416 | 0.21547 | 0.3399 | 0.5579 | 0.11517 | 0.56341 | 0.22739 | 0.54007
2801 | 1 | 0.00011186 | 7.2158e-05 | 0 | 0.00022322 | 0.00011416 | 0.14182 | 0.32157 | 0.5761 | 0.14853 | 0.59763 | 0.066242 | 0.16164
2802 | 1 | 0.00011046 | 9.3245e-05 | 0 | 0.00016448 | 0.00011416 | 0.065094 | 0.30188 | 0.5635 | 0.20587 | 0.61664 | 0.0016614 | 0.078412
2803 | 1 | 0.00010557 | 0.00012626 | 0 | 0.00011748 | 0.00011416 | 0.017768 | 0.27832 | 0.5719 | 0.18919 | 0.62468 | 0.012788 | 0.0096497
2804 | 1 | 9.0097e-05 | 0.00015473 | 0 | 8.8113e-05 | 0.00011416 | 0 | 0.26571 | 0.6209 | 0.14828 | 0.61421 | 0.12432 | 0
2805 | 1 | 8.3088e-05 | 0.00017181 | 0 | 5.8742e-05 | 0.00011416 | 0 | 0.26358 | 0.5607 | 0.17872 | 0.62313 | 0.16196 | 0
2806 | 1 | 8.3304e-05 | 0.00018782 | 0 | 3.7595e-05 | 0.00011416 | 0 | 0.2693 | 0.4595 | 0.25992 | 0.62982 | 0.097148 | 0
2807 | 1 | 8.5409e-05 | 0.00020009 | 0 | 2.3497e-05 | 0.00011416 | 0 | 0.26435 | 0.3768 | 0.12966 | 0.60209 | 0.029515 | 0
2808 | 1 | 6.6929e-05 | 0.00021073 | 0 | 9.3987e-06 | 0.00011416 | 0 | 0.24273 | 0.3347 | 0.086194 | 0.58726 | 0.0013373 | 0
2809 | 1 | 5.076e-05 | 0.00022052 | 0 | 5.8742e-06 | 0.00011416 | 0 | 0.23817 | 0.3417 | 0.096908 | 0.58416 | 0.068568 | 0
2810 | 1 | 4.151e-05 | 0.00022873 | 0 | 2.3497e-06 | 0.00011416 | 0 | 0.22207 | 0.3655 | 0.058315 | 0.58707 | 0.28635 | 0
2811 | 1 | 2.7745e-05 | 0.00023591 | 0 | 1.1748e-06 | 0.00011416 | 0 | 0.20762 | 0.332 | 0.069515 | 0.58377 | 0.36769 | 0
2812 | 1 | 2.275e-05 | 0.00024249 | 0 | 1.4098e-05 | 0.00011416 | 0 | 0.20326 | 0.2828 | 0.10044 | 0.59473 | 0.22739 | 0
2813 | 1 | 3.2179e-05 | 0.00024859 | 0 | 3.7595e-05 | 0.00011416 | 0.0053303 | 0.19618 | 0.2076 | 0.15303 | 0.62158 | 0.066242 | 0
2814 | 1 | 5.7638e-05 | 0.00023251 | 0 | 9.3987e-05 | 0.00011416 | 0.035374 | 0.18338 | 0.1623 | 0.22279 | 0.65658 | 0.0016614 | 0
2815 | 1 | 8.852e-05 | 0.0002003 | 0 | 0.0001821 | 0.00011416 | 0.13035 | 0.15458 | 0.1099 | 0.31933 | 0.68383 | 0.012788 | 0
2816 | 1 | 0.00011446 | 0.00015853 | 0 | 0.0001586 | 0.00011416 | 0.28364 | 0.15797 | 0.1209 | 0.29352 | 0.6911 | 0.12432 | 0.12182
2817 | 1 | 0.00012817 | 0.00012763 | 0 | 0.00014685 | 0.00011416 | 0.42562 | 0.18619 | 0.0916 | 0.33163 | 0.69168 | 0.16196 | 0.069944
2818 | 1 | 0.00013441 | 0.0001058 | 0 | 0.00016448 | 0.00011416 | 0.5109 | 0.20316 | 0.0715 | 0.27831 | 0.69585 | 0.097148 | 0.36522
2819 | 1 | 0.00014227 | 8.7703e-05 | 0 | 0.00018797 | 0.00011416 | 0.53982 | 0.21276 | 0.074 | 0.28829 | 0.68945 | 0.029515 | 0.16038
2820 | 1 | 0.00014846 | 7.3181e-05 | 0 | 0.00020677 | 0.00011416 | 0.51413 | 0.2213 | 0.0903 | 0.18834 | 0.68024 | 0.0013373 | 0.77934
2821 | 1 | 0.00014553 | 6.2402e-05 | 0 | 0.00018797 | 0.00011416 | 0.4807 | 0.2212 | 0.1091 | 0.20209 | 0.65203 | 0.068568 | 0.45665
2822 | 1 | 0.00014048 | 5.6594e-05 | 0 | 0.00019032 | 0.00011416 | 0.45679 | 0.21509 | 0.1185 | 0.16119 | 0.64679 | 0.28635 | 0.48321
2823 | 1 | 0.00012924 | 5.6921e-05 | 0 | 0.00021382 | 0.00011416 | 0.41383 | 0.20093 | 0.1291 | 0.14451 | 0.64534 | 0.36769 | 0.18382
2824 | 1 | 0.00011997 | 6.2177e-05 | 0 | 0.00022322 | 0.00011416 | 0.33839 | 0.18251 | 0.1308 | 0.099343 | 0.65261 | 0.22739 | 0.10007
2825 | 1 | 0.00011209 | 7.4306e-05 | 0 | 0.00022322 | 0.00011416 | 0.21741 | 0.15603 | 0.1325 | 0.12966 | 0.66541 | 0.066242 | 0.18317
2826 | 1 | 0.00011012 | 9.617e-05 | 0 | 0.00016448 | 0.00011416 | 0.092392 | 0.12878 | 0.1539 | 0.20149 | 0.67181 | 0.0016614 | 0.080607
2827 | 1 | 0.00010143 | 0.00014182 | 0 | 0.00011748 | 0.00011416 | 0.021644 | 0.10066 | 0.2279 | 0.20429 | 0.68732 | 0.012788 | 0
2828 | 1 | 8.6907e-05 | 0.00017142 | 0 | 8.8113e-05 | 0.00011416 | 0 | 0.081846 | 0.2651 | 0.2329 | 0.69149 | 0.12432 | 0
2829 | 1 | 8.7634e-05 | 0.00018234 | 0 | 5.8742e-05 | 0.00011416 | 0 | 0.073216 | 0.2198 | 0.3085 | 0.69323 | 0.16196 | 0
2830 | 1 | 9.0755e-05 | 0.00019032 | 0 | 3.7595e-05 | 0.00011416 | 0 | 0.071276 | 0.1604 | 0.33674 | 0.69188 | 0.097148 | 0
2831 | 1 | 9.4435e-05 | 0.00020015 | 0 | 2.3497e-05 | 0.00011416 | 0 | 0.063518 | 0.1031 | 0.19576 | 0.66579 | 0.029515 | 0
2832 | 1 | 7.5761e-05 | 0.00021003 | 0 | 9.3987e-06 | 0.00011416 | 0 | 0.05896 | 0.0604 | 0.10239 | 0.6466 | 0.0013373 | 0
2833 | 1 | 6.0492e-05 | 0.00021817 | 0 | 5.8742e-06 | 0.00011416 | 0 | 0.063615 | 0.0375 | 0.093864 | 0.63923 | 0.068568 | 0
2834 | 1 | 5.2381e-05 | 0.00022404 | 0 | 2.3497e-06 | 0.00011416 | 0 | 0.076416 | 0.0284 | 0.08729 | 0.63593 | 0.28635 | 0
2835 | 1 | 3.9242e-05 | 0.00022811 | 0 | 1.1748e-06 | 0.00011416 | 0 | 0.09232 | 0.0265 | 0.1176 | 0.63933 | 0.36769 | 0
2836 | 1 | 3.54e-05 | 0.00023034 | 0 | 1.4098e-05 | 0.00011416 | 0 | 0.1026 | 0.0291 | 0.11468 | 0.63593 | 0.22739 | 0
2837 | 1 | 4.592e-05 | 0.00023081 | 0 | 3.7595e-05 | 0.00011416 | 0.0050073 | 0.10657 | 0.0392 | 0.12771 | 0.64543 | 0.066242 | 0
2838 | 1 | 7.0496e-05 | 0.00021433 | 0 | 9.3987e-05 | 0.00011416 | 0.035697 | 0.10687 | 0.0679 | 0.29547 | 0.66948 | 0.0016614 | 0
2839 | 1 | 9.8551e-05 | 0.000186 | 0 | 0.0001821 | 0.00011416 | 0.12211 | 0.095714 | 0.0995 | 0.4485 | 0.69013 | 0.012788 | 0
2840 | 1 | 0.00012409 | 0.00014749 | 0 | 0.0001586 | 0.00011416 | 0.25198 | 0.074185 | 0.113 | 0.43535 | 0.69963 | 0.12432 | 0.10161
2841 | 1 | 0.00013905 | 0.00010699 | 0 | 0.00014685 | 0.00011416 | 0.39444 | 0.089119 | 0.1595 | 0.38909 | 0.69401 | 0.16196 | 0.33192
2842 | 1 | 0.00014549 | 7.9112e-05 | 0 | 0.00016448 | 0.00011416 | 0.4954 | 0.13159 | 0.2325 | 0.27745 | 0.67597 | 0.097148 | 0.51683
2843 | 1 | 0.00015091 | 5.8353e-05 | 0 | 0.00018797 | 0.00011416 | 0.54482 | 0.17106 | 0.3143 | 0.2178 | 0.66424 | 0.029515 | 0.76699
2844 | 1 | 0.00015597 | 4.426e-05 | 0 | 0.00020677 | 0.00011416 | 0.5361 | 0.17853 | 0.4201 | 0.17117 | 0.63244 | 0.0013373 | 1.0259
2845 | 1 | 0.00015207 | 3.5834e-05 | 0 | 0.00018797 | 0.00011416 | 0.49895 | 0.18406 | 0.5351 | 0.15498 | 0.62498 | 0.06616 | 0.99493
2846 | 1 | 0.00014728 | 3.2357e-05 | 0 | 0.00019032 | 0.00011416 | 0.44823 | 0.18677 | 0.6275 | 0.19418 | 0.62507 | 0.27718 | 1.0009
2847 | 1 | 0.00013616 | 3.4136e-05 | 0 | 0.00021382 | 0.00011416 | 0.37328 | 0.19308 | 0.7047 | 0.18237 | 0.6083 | 0.3557 | 0.85832
2848 | 1 | 0.00012597 | 4.0333e-05 | 0 | 0.00022322 | 0.00011416 | 0.28768 | 0.19259 | 0.7354 | 0.13136 | 0.60917 | 0.2202 | 0.7187
2849 | 1 | 0.00011863 | 5.2155e-05 | 0 | 0.00022322 | 0.00011416 | 0.18801 | 0.19123 | 0.7236 | 0.13538 | 0.62595 | 0.06418 | 0.48697
2850 | 1 | 0.00011671 | 7.2895e-05 | 0 | 0.00016448 | 0.00011416 | 0.083347 | 0.1732 | 0.6417 | 0.20891 | 0.6434 | 0.0016383 | 0.30962
2851 | 1 | 0.00010959 | 0.00011196 | 0 | 0.00011748 | 0.00011416 | 0.020998 | 0.15361 | 0.5451 | 0.23436 | 0.64398 | 0.012104 | 0.080485
2852 | 1 | 9.7978e-05 | 0.0001391 | 0 | 8.8113e-05 | 0.00011416 | 0.0048457 | 0.15341 | 0.5451 | 0.29133 | 0.65144 | 0.11961 | 0
2853 | 1 | 9.6407e-05 | 0.00014867 | 0 | 5.8742e-05 | 0.00011416 | 0 | 0.16728 | 0.555 | 0.22364 | 0.65901 | 0.15676 | 0
2854 | 1 | 9.8203e-05 | 0.00015698 | 0 | 3.7595e-05 | 0.00011416 | 0 | 0.18561 | 0.5663 | 0.27319 | 0.65823 | 0.094484 | 0
2855 | 1 | 0.00010095 | 0.00016508 | 0 | 2.3497e-05 | 0.00011416 | 0 | 0.19308 | 0.5872 | 0.22389 | 0.62527 | 0.02895 | 0
2856 | 1 | 8.2551e-05 | 0.00017252 | 0 | 9.3987e-06 | 0.00011416 | 0 | 0.17814 | 0.6196 | 0.10738 | 0.59017 | 0.0013373 | 0
2857 | 1 | 6.7762e-05 | 0.00017984 | 0 | 5.8742e-06 | 0.00011416 | 0 | 0.14585 | 0.6693 | 0.10214 | 0.56835 | 0.061516 | 0
2858 | 1 | 5.8472e-05 | 0.00018729 | 0 | 2.3497e-06 | 0.00011416 | 0 | 0.14507 | 0.6862 | 0.045776 | 0.56874 | 0.25945 | 0
2859 | 1 | 4.4709e-05 | 0.00019361 | 0 | 1.1748e-06 | 0.00011416 | 0 | 0.13984 | 0.6897 | 0.042245 | 0.5702 | 0.33249 | 0
2860 | 1 | 3.9708e-05 | 0.0001986 | 0 | 1.4098e-05 | 0.00011416 | 0 | 0.13654 | 0.7676 | 0.053202 | 0.57446 | 0.20629 | 0
2861 | 1 | 4.8433e-05 | 0.00020089 | 0 | 3.7595e-05 | 0.00011416 | 0.0053303 | 0.13848 | 0.7637 | 0.1607 | 0.59114 | 0.060186 | 0
2862 | 1 | 7.2284e-05 | 0.0001842 | 0 | 9.3987e-05 | 0.00011416 | 0.036182 | 0.13964 | 0.7225 | 0.28354 | 0.62963 | 0.0015928 | 0
2863 | 1 | 0.00010163 | 0.00015389 | 0 | 0.0001821 | 0.00011416 | 0.1276 | 0.1185 | 0.6742 | 0.36973 | 0.63981 | 0.010812 | 0
2864 | 1 | 0.00012546 | 0.00012176 | 0 | 0.0001586 | 0.00011416 | 0.25117 | 0.11433 | 0.6481 | 0.40078 | 0.63962 | 0.11054 | 0.10479
2865 | 1 | 0.00014032 | 9.572e-05 | 0 | 0.00014685 | 0.00011416 | 0.35471 | 0.14313 | 0.6669 | 0.36267 | 0.65794 | 0.1467 | 0.32164
2866 | 1 | 0.0001462 | 7.6903e-05 | 0 | 0.00016448 | 0.00011416 | 0.43353 | 0.18105 | 0.6862 | 0.36925 | 0.66589 | 0.089302 | 0.51889
2867 | 1 | 0.00015238 | 6.2259e-05 | 0 | 0.00018797 | 0.00011416 | 0.47165 | 0.1987 | 0.7193 | 0.3712 | 0.6466 | 0.027843 | 0.71303
2868 | 1 | 0.00015784 | 5.0724e-05 | 0 | 0.00020677 | 0.00011416 | 0.46099 | 0.19647 | 0.7608 | 0.27964 | 0.62507 | 0.0013373 | 0.99646
2869 | 1 | 0.00015432 | 4.379e-05 | 0 | 0.00018797 | 0.00011416 | 0.42949 | 0.18241 | 0.8211 | 0.3466 | 0.62556 | 0.057093 | 0.83763
2870 | 1 | 0.00014985 | 3.9843e-05 | 0 | 0.00019032 | 0.00011416 | 0.37054 | 0.16747 | 0.8345 | 0.37375 | 0.61945 | 0.24249 | 0.68378
2871 | 1 | 0.00013979 | 4.0579e-05 | 0 | 0.00021382 | 0.00011416 | 0.28945 | 0.1633 | 0.8294 | 0.29803 | 0.62788 | 0.31032 | 0.52829
2872 | 1 | 0.00013006 | 4.6244e-05 | 0 | 0.00022322 | 0.00011416 | 0.21241 | 0.15739 | 0.8302 | 0.25627 | 0.63545 | 0.19297 | 0.71929
2873 | 1 | 0.00012269 | 5.7084e-05 | 0 | 0.00022322 | 0.00011416 | 0.13665 | 0.12742 | 0.6456 | 0.38994 | 0.65377 | 0.056361 | 0.58952
2874 | 1 | 0.00012189 | 7.4142e-05 | 0 | 0.00016448 | 0.00011416 | 0.059603 | 0.11472 | 0.2984 | 0.47748 | 0.67016 | 0.0015481 | 0.31531
2875 | 1 | 0.00011804 | 0.00010151 | 0 | 0.00011748 | 0.00011416 | 0.016152 | 0.10978 | 0.1511 | 0.40626 | 0.66027 | 0.0096143 | 0.056182
2876 | 1 | 0.0001065 | 0.00011846 | 0 | 8.8113e-05 | 0.00011416 | 0.0048457 | 0.10037 | 0.1529 | 0.22778 | 0.65484 | 0.10194 | 0
2877 | 1 | 0.00010129 | 0.00012485 | 0 | 5.8742e-05 | 0.00011416 | 0 | 0.099205 | 0.2165 | 0.16021 | 0.65203 | 0.13708 | 0
2878 | 1 | 0.00010283 | 0.00012994 | 0 | 3.7595e-05 | 0.00011416 | 0 | 0.11026 | 0.2503 | 0.16289 | 0.64815 | 0.084313 | 0
2879 | 1 | 0.00010601 | 0.00013333 | 0 | 2.3497e-05 | 0.00011416 | 0 | 0.1249 | 0.2919 | 0.20331 | 0.64989 | 0.026764 | 0
2880 | 1 | 8.7693e-05 | 0.00013652 | 0 | 9.3987e-06 | 0.00011416 | 0 | 0.13654 | 0.3077 | 0.11407 | 0.62953 | 0.0013373 | 0
2881 | 1 | 7.1394e-05 | 0.00013879 | 0 | 5.8742e-06 | 0.00011416 | 0 | 0.15041 | 0.3375 | 0.11042 | 0.61334 | 0.052888 | 0
2882 | 1 | 6.1417e-05 | 0.00013945 | 0 | 2.3497e-06 | 0.00011416 | 0 | 0.17116 | 0.6468 | 0.10531 | 0.59676 | 0.22628 | 0
2883 | 1 | 4.5547e-05 | 0.00013834 | 0 | 1.1748e-06 | 0.00011416 | 0 | 0.20219 | 0.8963 | 0.09849 | 0.59579 | 0.28916 | 0
2884 | 1 | 3.5515e-05 | 0.00013869 | 0 | 1.4098e-05 | 0.00011416 | 0 | 0.2341 | 0.9251 | 0.098369 | 0.59831 | 0.18023 | 0
2885 | 1 | 3.3238e-05 | 0.00013881 | 0 | 3.7595e-05 | 0.00011416 | 0.0043612 | 0.2563 | 0.9202 | 0.096177 | 0.60655 | 0.052702 | 0
2886 | 1 | 3.4826e-05 | 0.00013438 | 0 | 9.3987e-05 | 0.00011416 | 0.021321 | 0.26416 | 0.9523 | 0.09776 | 0.62653 | 0.0015043 | 0
2887 | 1 | 4.1315e-05 | 0.00012448 | 0 | 0.0001821 | 0.00011416 | 0.059603 | 0.26154 | 0.9273 | 0.10993 | 0.6336 | 0.0085089 | 0
2888 | 1 | 5.6288e-05 | 0.00011149 | 0 | 0.0001586 | 0.00011416 | 0.10063 | 0.25388 | 0.9074 | 0.112 | 0.63748 | 0.0938 | 0.093199
2889 | 1 | 7.3127e-05 | 9.5413e-05 | 0 | 0.00014685 | 0.00011416 | 0.14246 | 0.24331 | 0.8919 | 0.14512 | 0.65901 | 0.12789 | 0.2903
2890 | 1 | 8.6907e-05 | 7.9828e-05 | 0 | 0.00016448 | 0.00011416 | 0.18139 | 0.23448 | 0.8402 | 0.19321 | 0.6782 | 0.079513 | 0.48576
2891 | 1 | 9.9512e-05 | 6.5347e-05 | 0 | 0.00018797 | 0.00011416 | 0.20546 | 0.22692 | 0.8444 | 0.25773 | 0.69798 | 0.025714 | 0.58018
2892 | 1 | 0.00011561 | 5.2217e-05 | 0 | 0.00020677 | 0.00011416 | 0.21047 | 0.23594 | 0.8381 | 0.16752 | 0.68829 | 0.0013373 | 0.75884
2893 | 1 | 0.00011093 | 4.3994e-05 | 0 | 0.00018797 | 0.00011416 | 0.21935 | 0.24399 | 0.7508 | 0.11042 | 0.6688 | 0.045108 | 0.71913
2894 | 1 | 0.00010106 | 4.1417e-05 | 0 | 0.00019032 | 0.00011416 | 0.21257 | 0.22033 | 0.6443 | 0.10336 | 0.65775 | 0.19607 | 0.66353
2895 | 1 | 9.1201e-05 | 4.291e-05 | 0 | 0.00021382 | 0.00011416 | 0.1885 | 0.20025 | 0.679 | 0.11225 | 0.64892 | 0.24976 | 0.48664
2896 | 1 | 8.4579e-05 | 4.6837e-05 | 0 | 0.00022322 | 0.00011416 | 0.15749 | 0.19754 | 0.7984 | 0.12065 | 0.65348 | 0.15647 | 0.46933
2897 | 1 | 8.1581e-05 | 5.5325e-05 | 0 | 0.00022322 | 0.00011416 | 0.10596 | 0.20927 | 0.8879 | 0.14804 | 0.67122 | 0.045866 | 0.12006
2898 | 1 | 8.5991e-05 | 6.68e-05 | 0 | 0.00016448 | 0.00011416 | 0.05088 | 0.20675 | 0.8842 | 0.23058 | 0.68169 | 0.0014192 | 0.27743
2899 | 1 | 8.8869e-05 | 8.3796e-05 | 0 | 0.00011748 | 0.00011416 | 0.015345 | 0.19705 | 0.8051 | 0.23387 | 0.69207 | 0.0065588 | 0.053319
2900 | 1 | 8.3947e-05 | 9.9238e-05 | 0 | 8.8113e-05 | 0.00011416 | 0.0048457 | 0.18755 | 0.7637 | 0.25858 | 0.688 | 0.078843 | 0
2901 | 1 | 8.4463e-05 | 0.00010634 | 0 | 5.8742e-05 | 0.00011416 | 0 | 0.17203 | 0.7343 | 0.26236 | 0.69517 | 0.11077 | 0
2902 | 1 | 9.0808e-05 | 0.0001127 | 0 | 3.7595e-05 | 0.00011416 | 0 | 0.16204 | 0.6669 | 0.23679 | 0.69537 | 0.070468 | 0
2903 | 1 | 9.6077e-05 | 0.0001201 | 0 | 2.3497e-05 | 0.00011416 | 0 | 0.15176 | 0.538 | 0.18152 | 0.68063 | 0.023696 | 0
2904 | 1 | 7.9852e-05 | 0.00012548 | 0 | 9.3987e-06 | 0.00011416 | 0 | 0.1347 | 0.4581 | 0.17592 | 0.65377 | 0.0013373 | 0
2905 | 1 | 6.4587e-05 | 0.00013133 | 0 | 5.8742e-06 | 0.00011416 | 0 | 0.11811 | 0.4259 | 0.14475 | 0.63962 | 0.039802 | 0
2906 | 1 | 5.4053e-05 | 0.00013763 | 0 | 2.3497e-06 | 0.00011416 | 0 | 0.10541 | 0.3754 | 0.1243 | 0.62885 | 0.17527 | 0
2907 | 1 | 3.8839e-05 | 0.00014158 | 0 | 1.1748e-06 | 0.00011416 | 0 | 0.087374 | 0.3626 | 0.12296 | 0.62216 | 0.22268 | 0
2908 | 1 | 3.2685e-05 | 0.00014397 | 0 | 1.4098e-05 | 0.00011416 | 0 | 0.07758 | 0.3077 | 0.13246 | 0.62527 | 0.14009 | 0
2909 | 1 | 3.4701e-05 | 0.00014741 | 0 | 3.7595e-05 | 0.00011416 | 0.0059764 | 0.06507 | 0.2614 | 0.15486 | 0.63506 | 0.041147 | 0
2910 | 1 | 4.2278e-05 | 0.00013634 | 0 | 9.3987e-05 | 0.00011416 | 0.032628 | 0.055372 | 0.2431 | 0.19698 | 0.64417 | 0.0013575 | 0
2911 | 1 | 5.5176e-05 | 0.00011697 | 0 | 0.0001821 | 0.00011416 | 0.099176 | 0.050621 | 0.254 | 0.2486 | 0.64243 | 0.0053101 | 0
2912 | 1 | 7.4777e-05 | 9.5025e-05 | 0 | 0.0001586 | 0.00011416 | 0.19593 | 0.046645 | 0.288 | 0.23009 | 0.64718 | 0.068734 | 0.041775
2913 | 1 | 9.4234e-05 | 7.0624e-05 | 0 | 0.00014685 | 0.00011416 | 0.29091 | 0.051299 | 0.3955 | 0.25615 | 0.64999 | 0.098975 | 0.21467
2914 | 1 | 0.0001068 | 4.7206e-05 | 0 | 0.00016448 | 0.00011416 | 0.36052 | 0.063809 | 0.512 | 0.22644 | 0.66201 | 0.064153 | 0
2915 | 1 | 0.00011747 | 2.7162e-05 | 0 | 0.00018797 | 0.00011416 | 0.39154 | 0.07981 | 0.6301 | 0.28987 | 0.66337 | 0.022253 | 0.039524
2916 | 1 | 0.0001312 | 1.3294e-05 | 0 | 0.00020677 | 0.00011416 | 0.38378 | 0.10114 | 0.7047 | 0.24178 | 0.64446 | 0.0013373 | 0.025651
2917 | 1 | 0.00012883 | 4.0702e-06 | 0 | 0.00018797 | 0.00011416 | 0.35358 | 0.11773 | 0.8543 | 0.17994 | 0.63167 | 0.031913 | 0.37641
2918 | 1 | 0.00012117 | 0 | 0 | 0.00019032 | 0.00011416 | 0.30383 | 0.13053 | 0.924 | 0.18809 | 0.6305 | 0.14396 | 0.55291
2919 | 1 | 0.00011054 | 3.2725e-07 | 0 | 0.00021382 | 0.00011416 | 0.25036 | 0.13499 | 0.954 | 0.18018 | 0.6209 | 0.18203 | 0.38935
2920 | 1 | 0.00010306 | 6.3813e-06 | 0 | 0.00022322 | 0.00011416 | 0.18268 | 0.15254 | 0.9639 | 0.19442 | 0.62953 | 0.1154 | 0.39776
2921 | 1 | 9.887e-05 | 1.7631e-05 | 0 | 0.00022322 | 0.00011416 | 0.11081 | 0.16825 | 0.9574 | 0.20331 | 0.62672 | 0.03402 | 0.052995
2922 | 1 | 0.00010116 | 3.1395e-05 | 0 | 0.00016448 | 0.00011416 | 0.050557 | 0.18445 | 0.9502 | 0.35744 | 0.6434 | 0.0012587 | 0.017806
2923 | 1 | 0.00010132 | 4.7349e-05 | 0 | 0.00011748 | 0.00011416 | 0.01486 | 0.19366 | 0.9396 | 0.36462 | 0.64301 | 0.0035994 | 0.012658
2924 | 1 | 9.5945e-05 | 5.6737e-05 | 0 | 8.8113e-05 | 0.00011416 | 0.0048457 | 0.1955 | 0.9142 | 0.3645 | 0.63516 | 0.053873 | 0
2925 | 1 | 9.5806e-05 | 5.9948e-05 | 0 | 5.8742e-05 | 0.00011416 | 0 | 0.19696 | 0.8899 | 0.39859 | 0.64708 | 0.081237 | 0
2926 | 1 | 0.0001027 | 6.2975e-05 | 0 | 3.7595e-05 | 0.00011416 | 0 | 0.21402 | 0.8977 | 0.30205 | 0.65717 | 0.054488 | 0
2927 | 1 | 0.00010901 | 6.5082e-05 | 0 | 2.3497e-05 | 0.00011416 | 0 | 0.23051 | 0.9174 | 0.30594 | 0.64369 | 0.019982 | 0
2928 | 1 | 9.456e-05 | 6.5757e-05 | 0 | 9.3987e-06 | 0.00011416 | 0 | 0.24515 | 0.9174 | 0.19844 | 0.62827 | 0.0013373 | 0
2929 | 1 | 8.0265e-05 | 6.5409e-05 | 0 | 5.8742e-06 | 0.00011416 | 0 | 0.25301 | 0.8996 | 0.14938 | 0.62992 | 0.026411 | 0
2930 | 1 | 7.0373e-05 | 6.457e-05 | 0 | 2.3497e-06 | 0.00011416 | 0 | 0.27172 | 0.8842 | 0.14609 | 0.62265 | 0.12178 | 0
2931 | 1 | 5.4991e-05 | 6.4018e-05 | 0 | 1.1748e-06 | 0.00011416 | 0 | 0.29228 | 0.8987 | 0.14329 | 0.60316 | 0.15333 | 0
2932 | 1 | 4.6961e-05 | 6.3813e-05 | 0 | 1.4098e-05 | 0.00011416 | 0 | 0.30886 | 0.91 | 0.14293 | 0.60365 | 0.097883 | 0
2933 | 1 | 4.5723e-05 | 6.3629e-05 | 0 | 3.7595e-05 | 0.00011416 | 0.0048457 | 0.30023 | 0.9342 | 0.13927 | 0.6083 | 0.02895 | 0
2934 | 1 | 4.6129e-05 | 5.8025e-05 | 0 | 9.3987e-05 | 0.00011416 | 0.02116 | 0.29936 | 0.9342 | 0.14354 | 0.62342 | 0.0011832 | 0
2935 | 1 | 5.2154e-05 | 4.5038e-05 | 0 | 0.0001821 | 0.00011416 | 0.065094 | 0.29635 | 0.9078 | 0.14427 | 0.60937 | 0.0025314 | 0
2936 | 1 | 6.8461e-05 | 2.7653e-05 | 0 | 0.0001586 | 0.00011416 | 0.1289 | 0.28704 | 0.8726 | 0.16241 | 0.6146 | 0.043658 | 0.12842
2937 | 1 | 8.8643e-05 | 5.7473e-06 | 0 | 0.00014685 | 0.00011416 | 0.19868 | 0.29306 | 0.8929 | 0.17348 | 0.62585 | 0.068679 | 0.2994
2938 | 1 | 0.00010109 | 0 | 0 | 0.00016448 | 0.00011416 | 0.26296 | 0.30741 | 0.902 | 0.18225 | 0.6529 | 0.047495 | 0.32746
2939 | 1 | 0.00010962 | 0 | 0 | 0.00018797 | 0.00011416 | 0.30722 | 0.33204 | 0.9104 | 0.21536 | 0.6593 | 0.01828 | 0.49061
2940 | 1 | 0.00012019 | 0 | 0 | 0.00020677 | 0.00011416 | 0.31804 | 0.34407 | 0.91 | 0.16472 | 0.64892 | 0.0013373 | 0.21307
2941 | 1 | 0.0001101 | 0 | 0 | 0.00018797 | 0.00011416 | 0.32192 | 0.36142 | 0.9074 | 0.1372 | 0.63632 | 0.017378 | 0.17531
2942 | 1 | 9.7488e-05 | 0 | 0 | 0.00019032 | 0.00011416 | 0.30738 | 0.38809 | 0.9001 | 0.13952 | 0.62468 | 0.084504 | 0.59262
2943 | 1 | 8.6093e-05 | 0 | 0 | 0.00021382 | 0.00011416 | 0.26797 | 0.37772 | 0.8963 | 0.13136 | 0.60365 | 0.10529 | 0.020926
2944 | 1 | 7.9859e-05 | 0 | 0 | 0.00022322 | 0.00011416 | 0.21354 | 0.35425 | 0.8939 | 0.14049 | 0.60568 | 0.068347 | 0.42732
2945 | 1 | 8.0249e-05 | 0 | 0 | 0.00022322 | 0.00011416 | 0.13407 | 0.3269 | 0.8777 | 0.14366 | 0.62178 | 0.020374 | 0.12431
2946 | 1 | 8.8344e-05 | 0 | 0 | 0.00016448 | 0.00011416 | 0.057664 | 0.28443 | 0.8026 | 0.17312 | 0.62459 | 0.0010414 | 0.28934
2947 | 1 | 9.8374e-05 | 9.4084e-07 | 0 | 0.00011748 | 0.00011416 | 0.016314 | 0.25572 | 0.699 | 0.17981 | 0.61509 | 0.0010722 | 0.048059
2948 | 1 | 9.1355e-05 | 3.1477e-05 | 0 | 8.8113e-05 | 0.00011416 | 0.0046842 | 0.24176 | 0.6885 | 0.2167 | 0.61567 | 0.02727 | 0
2949 | 1 | 9.1565e-05 | 4.6081e-05 | 0 | 5.8742e-05 | 0.00011416 | 0 | 0.24147 | 0.6392 | 0.30825 | 0.64136 | 0.047581 | 0
2950 | 1 | 9.6958e-05 | 5.5285e-05 | 0 | 3.7595e-05 | 0.00011416 | 0 | 0.25727 | 0.6494 | 0.28244 | 0.64757 | 0.035355 | 0
2951 | 1 | 0.00010134 | 6.2218e-05 | 0 | 2.3497e-05 | 0.00011416 | 0 | 0.26202 | 0.6519 | 0.15364 | 0.61286 | 0.015172 | 0
2952 | 1 | 8.5177e-05 | 6.9765e-05 | 0 | 9.3987e-06 | 0.00011416 | 0 | 0.25562 | 0.6049 | 0.12905 | 0.60617 | 0.0013373 | 0
2953 | 1 | 6.979e-05 | 7.8949e-05 | 0 | 5.8742e-06 | 0.00011416 | 0 | 0.22265 | 0.5536 | 0.17421 | 0.60539 | 0.01376 | 0
2954 | 1 | 5.9236e-05 | 8.7109e-05 | 0 | 2.3497e-06 | 0.00011416 | 0 | 0.19075 | 0.4844 | 0.17957 | 0.60588 | 0.069123 | 0
2955 | 1 | 4.5456e-05 | 9.3204e-05 | 0 | 1.1748e-06 | 0.00011416 | 0 | 0.16088 | 0.423 | 0.1747 | 0.59715 | 0.08559 | 0
2956 | 1 | 4.1312e-05 | 9.8727e-05 | 0 | 1.4098e-05 | 0.00011416 | 0 | 0.13673 | 0.3184 | 0.1775 | 0.59841 | 0.056119 | 0
2957 | 1 | 4.7846e-05 | 0.00010329 | 0 | 3.7595e-05 | 0.00011416 | 0.0054918 | 0.12626 | 0.2313 | 0.20757 | 0.60636 | 0.016808 | 0
2958 | 1 | 7.2007e-05 | 8.6312e-05 | 0 | 9.3987e-05 | 0.00011416 | 0.031013 | 0.11259 | 0.1946 | 0.22145 | 0.61741 | 0.00097493 | 0
2959 | 1 | 0.00010766 | 5.9784e-05 | 0 | 0.0001821 | 0.00011416 | 0.085447 | 0.097362 | 0.1548 | 0.32627 | 0.62449 | 0.00062252 | 0
2960 | 1 | 0.00013217 | 2.9227e-05 | 0 | 0.0001586 | 0.00011416 | 0.15086 | 0.095423 | 0.2176 | 0.39153 | 0.6243 | 0.020896 | 0
2961 | 1 | 0.00014858 | 5.1133e-07 | 0 | 0.00014685 | 0.00011416 | 0.22646 | 0.088829 | 0.3444 | 0.41052 | 0.63409 | 0.038885 | 0.012859
2962 | 1 | 0.00015111 | 0 | 0 | 0.00016448 | 0.00011416 | 0.2817 | 0.091835 | 0.4027 | 0.41746 | 0.63962 | 0.030151 | 0.0059726
2963 | 1 | 0.00015272 | 0 | 0 | 0.00018797 | 0.00011416 | 0.33468 | 0.11026 | 0.4932 | 0.45508 | 0.64524 | 0.01376 | 0.023545
2964 | 1 | 0.00015552 | 0 | 0 | 0.00020677 | 0.00011416 | 0.36698 | 0.12907 | 0.5719 | 0.42062 | 0.63322 | 0.0013373 | 0.22692
2965 | 1 | 0.00015187 | 0 | 0 | 0.00018797 | 0.00011416 | 0.3539 | 0.15186 | 0.5663 | 0.41064 | 0.61373 | 0.011404 | 0
2966 | 1 | 0.00014875 | 0 | 0 | 0.00019032 | 0.00011416 | 0.29753 | 0.17834 | 0.5062 | 0.40151 | 0.61295 | 0.058901 | 0.1342
2967 | 1 | 0.00013907 | 0 | 0 | 0.00021382 | 0.00011416 | 0.24729 | 0.20743 | 0.5995 | 0.34064 | 0.61305 | 0.072546 | 0
2968 | 1 | 0.00013246 | 0 | 0 | 0.00022322 | 0.00011416 | 0.17719 | 0.23662 | 0.7958 | 0.29425 | 0.62197 | 0.047973 | 0.5137
2969 | 1 | 0.0001284 | 0 | 0 | 0.00022322 | 0.00011416 | 0.11791 | 0.25979 | 0.9349 | 0.36206 | 0.62866 | 0.014425 | 0.12351
2970 | 1 | 0.00013423 | 0 | 0 | 0.00016448 | 0.00011416 | 0.058472 | 0.30654 | 0.9358 | 0.38909 | 0.63516 | 0.00092699 | 0.31844
2971 | 1 | 0.00013864 | 0 | 0 | 0.00011748 | 0.00011416 | 0.016476 | 0.38024 | 0.9038 | 0.30838 | 0.62275 | 0.00038361 | 0
2972 | 1 | 0.00012837 | 0 | 0 | 8.8113e-05 | 0.00011416 | 0.0048457 | 0.42242 | 0.8444 | 0.22705 | 0.60462 | 0.01683 | 0
2973 | 1 | 0.00012394 | 0 | 0 | 5.8742e-05 | 0.00011416 | 0 | 0.43163 | 0.679 | 0.22863 | 0.61072 | 0.033108 | 0
2974 | 1 | 0.00012721 | 0 | 0 | 3.7595e-05 | 0.00011416 | 0 | 0.44182 | 0.5351 | 0.19382 | 0.60151 | 0.026602 | 0
2975 | 1 | 0.0001315 | 0 | 0 | 2.3497e-05 | 0.00011416 | 0 | 0.44055 | 0.4581 | 0.13879 | 0.61189 | 0.01276 | 0
2976 | 1 | 0.00011295 | 6.3609e-06 | 0 | 9.3987e-06 | 0.00011416 | 0 | 0.43542 | 0.673 | 0.13014 | 0.60413 | 0.0013373 | 0
2977 | 1 | 9.6098e-05 | 1.1638e-05 | 0 | 5.8742e-06 | 0.00011416 | 0 | 0.44831 | 0.729 | 0.1344 | 0.59453 | 0.011404 | 0
2978 | 1 | 8.6359e-05 | 1.6076e-05 | 0 | 2.3497e-06 | 0.00011416 | 0 | 0.468 | 0.729 | 0.14561 | 0.59094 | 0.058901 | 0
2979 | 1 | 7.1841e-05 | 2.1005e-05 | 0 | 1.1748e-06 | 0.00011416 | 0 | 0.47925 | 0.8017 | 0.14719 | 0.58813 | 0.072546 | 0
2980 | 1 | 6.5852e-05 | 2.6916e-05 | 0 | 1.4098e-05 | 0.00011416 | 0 | 0.50533 | 0.8799 | 0.13769 | 0.58115 | 0.047973 | 0
2981 | 1 | 7.3479e-05 | 3.2254e-05 | 0 | 3.7595e-05 | 0.00011416 | 0.0054918 | 0.52095 | 0.9255 | 0.15279 | 0.58871 | 0.014425 | 0
2982 | 1 | 9.2647e-05 | 2.9943e-05 | 0 | 9.3987e-05 | 0.00011416 | 0.027621 | 0.51649 | 0.9635 | 0.21354 | 0.59211 | 0.00092699 | 0
2983 | 1 | 0.00011761 | 1.5933e-05 | 0 | 0.0001821 | 0.00011416 | 0.079632 | 0.53801 | 0.9464 | 0.29182 | 0.59986 | 0.00038361 | 0
2984 | 1 | 0.00013789 | 0 | 0 | 0.0001586 | 0.00011416 | 0.15426 | 0.58854 | 0.9583 | 0.39798 | 0.59715 | 0.01683 | 0
2985 | 1 | 0.0001472 | 0 | 0 | 0.00014685 | 0.00011416 | 0.2355 | 0.63121 | 0.9673 | 0.36718 | 0.61354 | 0.033108 | 0
2986 | 1 | 0.00015033 | 0 | 0 | 0.00016448 | 0.00011416 | 0.30512 | 0.65244 | 0.954 | 0.30667 | 0.62944 | 0.026602 | 0
2987 | 1 | 0.00015389 | 0 | 0 | 0.00018797 | 0.00011416 | 0.35729 | 0.65361 | 0.9408 | 0.27587 | 0.64776 | 0.01276 | 0
2988 | 1 | 0.00015545 | 0 | 0 | 0.00020677 | 0.00011416 | 0.39816 | 0.64624 | 0.9438 | 0.20684 | 0.63496 | 0.0013373 | 0
2989 | 1 | 0.00014947 | 0 | 0 | 0.00018797 | 0.00011416 | 0.40317 | 0.62393 | 0.9557 | 0.20696 | 0.62245 | 0.012157 | 0
2990 | 1 | 0.00014444 | 0 | 0 | 0.00019032 | 0.00011416 | 0.38023 | 0.59513 | 0.9662 | 0.20258 | 0.61373 | 0.062188 | 0
2991 | 1 | 0.00013469 | 0 | 0 | 0.00021382 | 0.00011416 | 0.33759 | 0.57011 | 0.9726 | 0.18517 | 0.60675 | 0.076735 | 0.39983
2992 | 1 | 0.00012743 | 0 | 0 | 0.00022322 | 0.00011416 | 0.26539 | 0.52938 | 0.9748 | 0.17178 | 0.6146 | 0.050594 | 0.40755
2993 | 1 | 0.00012304 | 0 | 0 | 0.00022322 | 0.00011416 | 0.17768 | 0.49176 | 0.9704 | 0.20295 | 0.62459 | 0.015193 | 0.036092
2994 | 1 | 0.00012391 | 1.1351e-05 | 0 | 0.00016448 | 0.00011416 | 0.084316 | 0.44851 | 0.9552 | 0.22145 | 0.63312 | 0.00094279 | 0.11376
2995 | 1 | 0.00011859 | 4.332e-05 | 0 | 0.00011748 | 0.00011416 | 0.022775 | 0.39692 | 0.9287 | 0.21975 | 0.63011 | 0.00045479 | 0.078836
2996 | 1 | 0.00010019 | 7.494e-05 | 0 | 8.8113e-05 | 0.00011416 | 0.0051688 | 0.38693 | 0.9217 | 0.22681 | 0.63448 | 0.01812 | 0
2997 | 1 | 9.4996e-05 | 9.0075e-05 | 0 | 5.8742e-05 | 0.00011416 | 0 | 0.40186 | 0.928 | 0.24592 | 0.63826 | 0.034965 | 0
2998 | 1 | 9.8028e-05 | 0.00010165 | 0 | 3.7595e-05 | 0.00011416 | 0 | 0.41234 | 0.9387 | 0.25432 | 0.63739 | 0.027752 | 0
2999 | 1 | 9.9885e-05 | 0.00011237 | 0 | 2.3497e-05 | 0.00011416 | 0 | 0.43095 | 0.9469 | 0.17446 | 0.61712 | 0.013088 | 0
3000 | 1 | 8.0029e-05 | 0.00012305 | 0 | 9.3987e-06 | 0.00011416 | 0 | 0.43037 | 0.9547 | 0.1506 | 0.61741 | 0.0013373 | 0
3001 | 1 | 6.3153e-05 | 0.00013282 | 0 | 5.8742e-06 | 0.00011416 | 0 | 0.4232 | 0.9574 | 0.16801 | 0.62236 | 0.014612 | 0
3002 | 1 | 5.3032e-05 | 0.00014117 | 0 | 2.3497e-06 | 0.00011416 | 0 | 0.39663 | 0.9545 | 0.18359 | 0.61615 | 0.072776 | 0
3003 | 1 | 3.9589e-05 | 0.00014718 | 0 | 1.1748e-06 | 0.00011416 | 0 | 0.39323 | 0.956 | 0.17714 | 0.62061 | 0.090263 | 0
3004 | 1 | 3.5242e-05 | 0.00015246 | 0 | 1.4098e-05 | 0.00011416 | 0 | 0.38848 | 0.9475 | 0.17044 | 0.62633 | 0.059026 | 0
3005 | 1 | 4.4023e-05 | 0.00015579 | 0 | 3.7595e-05 | 0.00011416 | 0.0072686 | 0.40196 | 0.9399 | 0.18164 | 0.62245 | 0.017657 | 0
3006 | 1 | 6.6714e-05 | 0.00013884 | 0 | 9.3987e-05 | 0.00011416 | 0.042966 | 0.41747 | 0.9352 | 0.32725 | 0.63923 | 0.00099127 | 0
3007 | 1 | 9.7719e-05 | 0.00010726 | 0 | 0.0001821 | 0.00011416 | 0.13423 | 0.41466 | 0.9358 | 0.4205 | 0.6497 | 0.00071998 | 0
3008 | 1 | 0.00012398 | 7.1074e-05 | 0 | 0.0001586 | 0.00011416 | 0.26086 | 0.45927 | 0.9475 | 0.42476 | 0.64301 | 0.022384 | 0
3009 | 1 | 0.00013769 | 4.3872e-05 | 0 | 0.00014685 | 0.00011416 | 0.38621 | 0.51658 | 0.9576 | 0.31142 | 0.62372 | 0.04095 | 0
3010 | 1 | 0.00014523 | 2.4748e-05 | 0 | 0.00016448 | 0.00011416 | 0.47343 | 0.548 | 0.9545 | 0.26504 | 0.6211 | 0.0314 | 0.030621
3011 | 1 | 0.00015176 | 9.572e-06 | 0 | 0.00018797 | 0.00011416 | 0.50331 | 0.56536 | 0.9483 | 0.29754 | 0.64737 | 0.014105 | 0
3012 | 1 | 0.00015635 | 0 | 0 | 0.00020677 | 0.00011416 | 0.53239 | 0.57845 | 0.9435 | 0.24215 | 0.65309 | 0.0013373 | 0.034966
3013 | 1 | 0.00015127 | 0 | 0 | 0.00018797 | 0.00011416 | 0.51866 | 0.57147 | 0.939 | 0.2083 | 0.6528 | 0.019404 | 0.23353
3014 | 1 | 0.0001467 | 0 | 0 | 0.00019032 | 0.00011416 | 0.49572 | 0.56711 | 0.9308 | 0.22072 | 0.65086 | 0.092983 | 0.062623
3015 | 1 | 0.00013522 | 0 | 0 | 0.00021382 | 0.00011416 | 0.43063 | 0.54878 | 0.9182 | 0.20209 | 0.64708 | 0.11619 | 0.0013817
3016 | 1 | 0.00012723 | 0 | 0 | 0.00022322 | 0.00011416 | 0.33662 | 0.54761 | 0.8987 | 0.19467 | 0.65164 | 0.075076 | 0.033919
3017 | 1 | 0.00011986 | 9.6743e-06 | 0 | 0.00022322 | 0.00011416 | 0.22339 | 0.5096 | 0.8668 | 0.23691 | 0.66715 | 0.022332 | 0
3018 | 1 | 0.00011803 | 3.0516e-05 | 0 | 0.00016448 | 0.00011416 | 0.10289 | 0.44085 | 0.8132 | 0.2402 | 0.67336 | 0.0010757 | 0.20824
3019 | 1 | 0.00011168 | 6.6206e-05 | 0 | 0.00011748 | 0.00011416 | 0.028105 | 0.375 | 0.7081 | 0.22924 | 0.66948 | 0.0013616 | 0.0038554
3020 | 1 | 9.4016e-05 | 0.0001012 | 0 | 8.8113e-05 | 0.00011416 | 0.0053303 | 0.35628 | 0.5981 | 0.21585 | 0.67084 | 0.030893 | 0
3021 | 1 | 8.8608e-05 | 0.00011893 | 0 | 5.8742e-05 | 0.00011416 | 0 | 0.33185 | 0.5365 | 0.2973 | 0.6624 | 0.052378 | 0
3022 | 1 | 9.1721e-05 | 0.00013196 | 0 | 3.7595e-05 | 0.00011416 | 0 | 0.31507 | 0.4975 | 0.29608 | 0.67006 | 0.038168 | 0
3023 | 1 | 9.4191e-05 | 0.00014291 | 0 | 2.3497e-05 | 0.00011416 | 0 | 0.298 | 0.5178 | 0.1646 | 0.6593 | 0.015913 | 0
3024 | 1 | 7.5364e-05 | 0.00015268 | 0 | 9.3987e-06 | 0.00011416 | 0 | 0.29519 | 0.5279 | 0.14402 | 0.66327 | 0.0013373 | 0
3025 | 1 | 5.8643e-05 | 0.0001616 | 0 | 5.8742e-06 | 0.00011416 | 0 | 0.28549 | 0.442 | 0.1344 | 0.66657 | 0.026411 | 0
3026 | 1 | 4.8281e-05 | 0.00017131 | 0 | 2.3497e-06 | 0.00011416 | 0 | 0.2659 | 0.309 | 0.13818 | 0.66395 | 0.12178 | 0
3027 | 1 | 3.4141e-05 | 0.00018085 | 0 | 1.1748e-06 | 0.00011416 | 0 | 0.23788 | 0.2198 | 0.1355 | 0.65067 | 0.15333 | 0
3028 | 1 | 2.9781e-05 | 0.00018778 | 0 | 1.4098e-05 | 0.00011416 | 0 | 0.21334 | 0.1403 | 0.15839 | 0.65542 | 0.097883 | 0
3029 | 1 | 3.991e-05 | 0.00018886 | 0 | 3.7595e-05 | 0.00011416 | 0.0082378 | 0.19085 | 0.0621 | 0.17823 | 0.66473 | 0.02895 | 0
3030 | 1 | 6.4117e-05 | 0.00016896 | 0 | 9.3987e-05 | 0.00011416 | 0.04878 | 0.141 | 0.0315 | 0.30387 | 0.6687 | 0.0011832 | 0
3031 | 1 | 9.6571e-05 | 0.00013708 | 0 | 0.0001821 | 0.00011416 | 0.15684 | 0.087956 | 0.0444 | 0.34295 | 0.68422 | 0.0025314 | 0
3032 | 1 | 0.00012107 | 9.4002e-05 | 0 | 0.0001586 | 0.00011416 | 0.28848 | 0.071858 | 0.0822 | 0.36925 | 0.69575 | 0.043658 | 0.0042343
3033 | 1 | 0.00013684 | 5.8434e-05 | 0 | 0.00014685 | 0.00011416 | 0.40333 | 0.065167 | 0.1201 | 0.36426 | 0.69459 | 0.068679 | 0
3034 | 1 | 0.00014495 | 3.2357e-05 | 0 | 0.00016448 | 0.00011416 | 0.48167 | 0.060803 | 0.1511 | 0.35269 | 0.68247 | 0.047495 | 0
3035 | 1 | 0.0001514 | 1.0574e-05 | 0 | 0.00018797 | 0.00011416 | 0.52592 | 0.055566 | 0.1681 | 0.44363 | 0.69924 | 0.01828 | 0
3036 | 1 | 0.00015805 | 0 | 0 | 0.00020677 | 0.00011416 | 0.55984 | 0.052075 | 0.1681 | 0.39944 | 0.70012 | 0.0013373 | 0.0036103
3037 | 1 | 0.00015272 | 0 | 0 | 0.00018797 | 0.00011416 | 0.55468 | 0.05033 | 0.1447 | 0.38629 | 0.6943 | 0.03493 | 0
3038 | 1 | 0.00014679 | 0 | 0 | 0.00019032 | 0.00011416 | 0.51656 | 0.048681 | 0.1153 | 0.22255 | 0.68073 | 0.15599 | 0
3039 | 1 | 0.00013662 | 0 | 0 | 0.00021382 | 0.00011416 | 0.45808 | 0.044026 | 0.0995 | 0.17312 | 0.68315 | 0.19764 | 0
3040 | 1 | 0.00012833 | 0 | 0 | 0.00022322 | 0.00011416 | 0.36214 | 0.035105 | 0.1138 | 0.18347 | 0.68431 | 0.1249 | 0.12239
3041 | 1 | 0.00012362 | 0 | 0 | 0.00022322 | 0.00011416 | 0.2368 | 0.033747 | 0.1325 | 0.26917 | 0.69226 | 0.036762 | 0.045641
3042 | 1 | 0.00012584 | 0 | 0 | 0.00016448 | 0.00011416 | 0.10628 | 0.034814 | 0.1595 | 0.36474 | 0.69857 | 0.0012976 | 0
3043 | 1 | 0.00011756 | 3.8186e-05 | 0 | 0.00011748 | 0.00011416 | 0.027459 | 0.038984 | 0.2919 | 0.37509 | 0.71272 | 0.0042308 | 0
3044 | 1 | 0.00010019 | 7.1565e-05 | 0 | 8.8113e-05 | 0.00011416 | 0.0054918 | 0.053142 | 0.5451 | 0.41125 | 0.69217 | 0.059529 | 0
3045 | 1 | 9.6313e-05 | 8.7846e-05 | 0 | 5.8742e-05 | 0.00011416 | 0 | 0.07564 | 0.6874 | 0.39347 | 0.70225 | 0.088053 | 0
3046 | 1 | 0.00010033 | 0.00010004 | 0 | 3.7595e-05 | 0.00011416 | 0 | 0.09649 | 0.679 | 0.40711 | 0.69624 | 0.058228 | 0
3047 | 1 | 0.00010177 | 0.000111 | 0 | 2.3497e-05 | 0.00011416 | 0 | 0.1121 | 0.6142 | 0.29584 | 0.68935 | 0.020871 | 0
3048 | 1 | 8.0716e-05 | 0.00011977 | 0 | 9.3987e-06 | 0.00011416 | 0 | 0.11792 | 0.5365 | 0.18468 | 0.68848 | 0.0013373 | 0
3049 | 1 | 6.3641e-05 | 0.00012536 | 0 | 5.8742e-06 | 0.00011416 | 0 | 0.1251 | 0.4932 | 0.15741 | 0.68538 | 0.048895 | 0
3050 | 1 | 5.2681e-05 | 0.0001299 | 0 | 2.3497e-06 | 0.00011416 | 0 | 0.12296 | 0.5077 | 0.12479 | 0.68102 | 0.21082 | 0
3051 | 1 | 3.7347e-05 | 0.00013468 | 0 | 1.1748e-06 | 0.00011416 | 0 | 0.12568 | 0.5451 | 0.13623 | 0.67365 | 0.26898 | 0
3052 | 1 | 2.7852e-05 | 0.00014 | 0 | 1.4098e-05 | 0.00011416 | 0 | 0.12859 | 0.5337 | 0.11821 | 0.6721 | 0.16807 | 0
3053 | 1 | 2.6917e-05 | 0.00014397 | 0 | 3.7595e-05 | 0.00011416 | 0.0080762 | 0.12636 | 0.3768 | 0.1383 | 0.66754 | 0.049205 | 0
3054 | 1 | 3.5212e-05 | 0.00011769 | 0 | 9.3987e-05 | 0.00011416 | 0.039574 | 0.11685 | 0.1701 | 0.18615 | 0.66133 | 0.0014614 | 0
3055 | 1 | 4.9895e-05 | 8.6332e-05 | 0 | 0.0001821 | 0.00011416 | 0.10758 | 0.086792 | 0.0835 | 0.23314 | 0.66104 | 0.0074916 | 0
3056 | 1 | 7.242e-05 | 5.1623e-05 | 0 | 0.0001586 | 0.00011416 | 0.20061 | 0.070209 | 0.0183 | 0.33832 | 0.66211 | 0.086105 | 0.10273
3057 | 1 | 9.6344e-05 | 1.1985e-05 | 0 | 0.00014685 | 0.00011416 | 0.29866 | 0.058379 | 0.0284 | 0.37813 | 0.67656 | 0.11912 | 0.31694
3058 | 1 | 0.00010759 | 0 | 0 | 0.00016448 | 0.00011416 | 0.36585 | 0.05033 | 0.201 | 0.36146 | 0.67597 | 0.0749 | 0.49343
3059 | 1 | 0.00011327 | 0 | 0 | 0.00018797 | 0.00011416 | 0.39687 | 0.061676 | 0.2815 | 0.33991 | 0.67976 | 0.024691 | 0.45044
3060 | 1 | 0.00012401 | 0 | 0 | 0.00020677 | 0.00011416 | 0.41964 | 0.080877 | 0.2905 | 0.20818 | 0.6751 | 0.0013373 | 0.55347
3061 | 1 | 0.00011502 | 0 | 0 | 0.00018797 | 0.00011416 | 0.40559 | 0.11327 | 0.4493 | 0.11894 | 0.67239 | 0.061516 | 0.5503
3062 | 1 | 0.00010469 | 0 | 0 | 0.00019032 | 0.00011416 | 0.38831 | 0.14469 | 0.6921 | 0.11383 | 0.67365 | 0.25945 | 0.57966
3063 | 1 | 9.4376e-05 | 0 | 0 | 0.00021382 | 0.00011416 | 0.34566 | 0.15603 | 0.8092 | 0.11468 | 0.67035 | 0.33249 | 0.45265
3064 | 1 | 8.817e-05 | 0 | 0 | 0.00022322 | 0.00011416 | 0.28283 | 0.17669 | 0.8556 | 0.15656 | 0.67491 | 0.20629 | 0.73941
3065 | 1 | 8.6676e-05 | 0 | 0 | 0.00022322 | 0.00011416 | 0.1906 | 0.19618 | 0.8715 | 0.18761 | 0.68208 | 0.060186 | 0.13751
3066 | 1 | 9.2526e-05 | 0 | 0 | 0.00016448 | 0.00011416 | 0.088677 | 0.18929 | 0.8172 | 0.23996 | 0.67491 | 0.0015928 | 0.36552
3067 | 1 | 9.1472e-05 | 2.2396e-05 | 0 | 0.00011748 | 0.00011416 | 0.024713 | 0.18949 | 0.6656 | 0.2279 | 0.67239 | 0.010812 | 0.049519
3068 | 1 | 8.2257e-05 | 4.8515e-05 | 0 | 8.8113e-05 | 0.00011416 | 0.0054918 | 0.20142 | 0.6404 | 0.32019 | 0.68383 | 0.11054 | 0
3069 | 1 | 8.254e-05 | 5.8864e-05 | 0 | 5.8742e-05 | 0.00011416 | 0 | 0.24098 | 0.6443 | 0.28537 | 0.68732 | 0.1467 | 0
3070 | 1 | 9.0519e-05 | 6.7331e-05 | 0 | 3.7595e-05 | 0.00011416 | 0 | 0.26581 | 0.6209 | 0.24288 | 0.65581 | 0.089302 | 0
3071 | 1 | 9.5233e-05 | 7.4919e-05 | 0 | 2.3497e-05 | 0.00011416 | 0 | 0.30266 | 0.6116 | 0.23277 | 0.66182 | 0.027843 | 0
3072 | 1 | 7.9213e-05 | 8.1096e-05 | 0 | 9.3987e-06 | 0.00011416 | 0 | 0.30964 | 0.6142 | 0.1551 | 0.64437 | 0.0013373 | 0
3073 | 1 | 6.408e-05 | 8.6148e-05 | 0 | 5.8742e-06 | 0.00011416 | 0 | 0.30314 | 0.6049 | 0.1506 | 0.64466 | 0.078782 | 0
3074 | 1 | 5.34e-05 | 8.9175e-05 | 0 | 2.3497e-06 | 0.00011416 | 0 | 0.30334 | 0.6089 | 0.10786 | 0.65048 | 0.32501 | 0
3075 | 1 | 3.8635e-05 | 9.1916e-05 | 0 | 1.1748e-06 | 0.00011416 | 0 | 0.31875 | 0.6049 | 0.09776 | 0.64747 | 0.41838 | 0
3076 | 1 | 3.1742e-05 | 9.527e-05 | 0 | 1.4098e-05 | 0.00011416 | 0 | 0.33485 | 0.6089 | 0.10263 | 0.64863 | 0.25771 | 0
3077 | 1 | 3.3478e-05 | 9.795e-05 | 0 | 3.7595e-05 | 0.00011416 | 0.0077532 | 0.33941 | 0.6327 | 0.099464 | 0.65794 | 0.074929 | 0
3078 | 1 | 3.9128e-05 | 8.6639e-05 | 0 | 9.3987e-05 | 0.00011416 | 0.039574 | 0.32263 | 0.5954 | 0.1187 | 0.65261 | 0.0017558 | 0
3079 | 1 | 5.1881e-05 | 6.7025e-05 | 0 | 0.0001821 | 0.00011416 | 0.11711 | 0.31614 | 0.5761 | 0.18566 | 0.65309 | 0.015778 | 0
3080 | 1 | 7.1428e-05 | 4.4751e-05 | 0 | 0.0001586 | 0.00011416 | 0.22355 | 0.36055 | 0.5508 | 0.16667 | 0.64825 | 0.14442 | 0.073944
3081 | 1 | 9.0056e-05 | 2.1455e-05 | 0 | 0.00014685 | 0.00011416 | 0.32741 | 0.36016 | 0.5858 | 0.16241 | 0.65862 | 0.1839 | 0.24081
3082 | 1 | 0.00010119 | 4.377e-06 | 0 | 0.00016448 | 0.00011416 | 0.42271 | 0.35881 | 0.583 | 0.14731 | 0.66376 | 0.10831 | 0.35392
3083 | 1 | 0.00010619 | 0 | 0 | 0.00018797 | 0.00011416 | 0.4786 | 0.35687 | 0.6196 | 0.14597 | 0.65658 | 0.031847 | 0.45122
3084 | 1 | 0.00011584 | 0 | 0 | 0.00020677 | 0.00011416 | 0.51074 | 0.36162 | 0.6417 | 0.14816 | 0.64165 | 0.0013373 | 0.21378
3085 | 1 | 0.0001088 | 0 | 0 | 0.00018797 | 0.00011416 | 0.51559 | 0.38877 | 0.6717 | 0.12174 | 0.63525 | 0.095931 | 0.45251
3086 | 1 | 0.00010044 | 0 | 0 | 0.00019032 | 0.00011416 | 0.48506 | 0.41844 | 0.6838 | 0.09216 | 0.65057 | 0.38931 | 0.8178
3087 | 1 | 9.1008e-05 | 0 | 0 | 0.00021382 | 0.00011416 | 0.43902 | 0.42669 | 0.6802 | 0.090942 | 0.66492 | 0.50281 | 0.44141
3088 | 1 | 8.4099e-05 | 0 | 0 | 0.00022322 | 0.00011416 | 0.3476 | 0.42678 | 0.6468 | 0.11797 | 0.66861 | 0.30805 | 0.5242
3089 | 1 | 8.2345e-05 | 0 | 0 | 0.00022322 | 0.00011416 | 0.22484 | 0.41263 | 0.5789 | 0.15717 | 0.67258 | 0.089335 | 0.053564
3090 | 1 | 8.737e-05 | 0 | 0 | 0.00016448 | 0.00011416 | 0.10725 | 0.36298 | 0.4625 | 0.21208 | 0.67588 | 0.0019042 | 0.073576
3091 | 1 | 8.5248e-05 | 2.1967e-05 | 0 | 0.00011748 | 0.00011416 | 0.030528 | 0.28675 | 0.3403 | 0.17044 | 0.67481 | 0.021085 | 0.013371
3092 | 1 | 7.1057e-05 | 5.4241e-05 | 0 | 8.8113e-05 | 0.00011416 | 0.006461 | 0.23691 | 0.4012 | 0.18943 | 0.68082 | 0.17845 | 0
3093 | 1 | 7.0496e-05 | 7.044e-05 | 0 | 5.8742e-05 | 0.00011416 | 0 | 0.23041 | 0.4464 | 0.26053 | 0.67917 | 0.22038 | 0
3094 | 1 | 7.8952e-05 | 8.5085e-05 | 0 | 3.7595e-05 | 0.00011416 | 0 | 0.23196 | 0.4186 | 0.22535 | 0.67374 | 0.1266 | 0
3095 | 1 | 8.2856e-05 | 0.00010098 | 0 | 2.3497e-05 | 0.00011416 | 0 | 0.21043 | 0.3444 | 0.14536 | 0.65532 | 0.03557 | 0
3096 | 1 | 6.5214e-05 | 0.00011396 | 0 | 9.3987e-06 | 0.00011416 | 0 | 0.18095 | 0.2552 | 0.14061 | 0.64233 | 0.0013373 | 0
3097 | 1 | 4.9153e-05 | 0.00012417 | 0 | 5.8742e-06 | 0.00011416 | 0 | 0.1475 | 0.1711 | 0.12832 | 0.63797 | 0.10864 | 0
3098 | 1 | 3.8666e-05 | 0.000132 | 0 | 2.3497e-06 | 0.00011416 | 0 | 0.11288 | 0.125 | 0.11237 | 0.64233 | 0.43657 | 0
3099 | 1 | 2.2727e-05 | 0.00013794 | 0 | 1.1748e-06 | 0.00011416 | 0 | 0.088344 | 0.1024 | 0.092768 | 0.64291 | 0.56498 | 0
3100 | 1 | 1.4785e-05 | 0.00014178 | 0 | 1.4098e-05 | 0.00011416 | 0 | 0.072634 | 0.1122 | 0.087047 | 0.64408 | 0.34502 | 0
3101 | 1 | 1.3913e-05 | 0.00014278 | 0 | 3.7595e-05 | 0.00011416 | 0.0092069 | 0.058766 | 0.1662 | 0.082177 | 0.64524 | 0.099898 | 0
3102 | 1 | 2.0416e-05 | 0.00011268 | 0 | 9.3987e-05 | 0.00011416 | 0.047973 | 0.054791 | 0.2302 | 0.10531 | 0.65183 | 0.0020075 | 0
3103 | 1 | 3.6021e-05 | 7.2915e-05 | 0 | 0.0001821 | 0.00011416 | 0.14117 | 0.05033 | 0.1791 | 0.1159 | 0.65057 | 0.025213 | 0
3104 | 1 | 5.7131e-05 | 3.2336e-05 | 0 | 0.0001586 | 0.00011416 | 0.27185 | 0.04296 | 0.2325 | 0.15583 | 0.64475 | 0.20387 | 0.10693
3105 | 1 | 7.7753e-05 | 0 | 0 | 0.00014685 | 0.00011416 | 0.40785 | 0.044414 | 0.2828 | 0.14597 | 0.64611 | 0.24721 | 0.32573
3106 | 1 | 8.6127e-05 | 0 | 0 | 0.00016448 | 0.00011416 | 0.50961 | 0.04616 | 0.2945 | 0.14366 | 0.64718 | 0.13987 | 0.52425
3107 | 1 | 9.1745e-05 | 0 | 0 | 0.00018797 | 0.00011416 | 0.57632 | 0.042766 | 0.2984 | 0.15303 | 0.6559 | 0.038206 | 0.69947
3108 | 1 | 0.00010134 | 0 | 0 | 0.00020677 | 0.00011416 | 0.60814 | 0.044511 | 0.3103 | 0.13477 | 0.64776 | 0.0013373 | 0.38458
3109 | 1 | 9.3552e-05 | 0 | 0 | 0.00018797 | 0.00011416 | 0.61767 | 0.048681 | 0.3077 | 0.10604 | 0.63525 | 0.12244 | 0.33645
3110 | 1 | 8.379e-05 | 0 | 0 | 0.00019032 | 0.00011416 | 0.58747 | 0.0545 | 0.2905 | 0.090577 | 0.63011 | 0.4875 | 0.66261
3111 | 1 | 7.4361e-05 | 0 | 0 | 0.00021382 | 0.00011416 | 0.51543 | 0.0577 | 0.2713 | 0.095325 | 0.64204 | 0.63208 | 0.65292
3112 | 1 | 6.8368e-05 | 0 | 0 | 0.00022322 | 0.00011416 | 0.40139 | 0.059057 | 0.2528 | 0.10896 | 0.66754 | 0.38483 | 0.44834
3113 | 1 | 6.8372e-05 | 0 | 0 | 0.00022322 | 0.00011416 | 0.25505 | 0.060221 | 0.2198 | 0.27051 | 0.67578 | 0.11126 | 0.067269
3114 | 1 | 7.6293e-05 | 0 | 0 | 0.00016448 | 0.00011416 | 0.11727 | 0.061385 | 0.1978 | 0.29876 | 0.67879 | 0.0021146 | 0.20095
3115 | 1 | 8.5641e-05 | 0 | 0 | 0.00011748 | 0.00011416 | 0.032143 | 0.071664 | 0.1946 | 0.26662 | 0.68102 | 0.029848 | 0.027478
3116 | 1 | 8.488e-05 | 4.561e-06 | 0 | 8.8113e-05 | 0.00011416 | 0.0059764 | 0.11016 | 0.2516 | 0.29145 | 0.67617 | 0.2316 | 0
3117 | 1 | 8.6641e-05 | 2.1353e-05 | 0 | 5.8742e-05 | 0.00011416 | 0 | 0.14963 | 0.3279 | 0.32165 | 0.68703 | 0.27613 | 0
3118 | 1 | 9.3164e-05 | 3.2888e-05 | 0 | 3.7595e-05 | 0.00011416 | 0 | 0.18348 | 0.3797 | 0.28598 | 0.68344 | 0.15404 | 0
3119 | 1 | 9.6242e-05 | 4.2808e-05 | 0 | 2.3497e-05 | 0.00011416 | 0 | 0.20336 | 0.3811 | 0.17458 | 0.67791 | 0.04097 | 0
3120 | 1 | 7.8307e-05 | 5.1644e-05 | 0 | 9.3987e-06 | 0.00011416 | 0 | 0.20433 | 0.3725 | 0.22876 | 0.67161 | 0.0013373 | 0
3121 | 1 | 6.2918e-05 | 6.23e-05 | 0 | 5.8742e-06 | 0.00011416 | 0 | 0.19502 | 0.3389 | 0.15814 | 0.65872 | 0.12975 | 0
3122 | 1 | 5.3384e-05 | 7.0399e-05 | 0 | 2.3497e-06 | 0.00011416 | 0 | 0.18105 | 0.2614 | 0.12187 | 0.6528 | 0.51439 | 0
3123 | 1 | 3.9468e-05 | 7.7374e-05 | 0 | 1.1748e-06 | 0.00011416 | 0 | 0.1699 | 0.1474 | 0.11858 | 0.65901 | 0.66754 | 0
3124 | 1 | 3.5122e-05 | 8.3632e-05 | 0 | 1.4098e-05 | 0.00011416 | 0 | 0.16709 | 0.0673 | 0.15267 | 0.67588 | 0.40584 | 0
3125 | 1 | 4.5187e-05 | 8.625e-05 | 0 | 3.7595e-05 | 0.00011416 | 0.00953 | 0.16049 | 0.0189 | 0.1646 | 0.69061 | 0.11725 | 0
3126 | 1 | 7.0818e-05 | 6.6063e-05 | 0 | 9.3987e-05 | 0.00011416 | 0.04765 | 0.15041 | 0.0061 | 0.2889 | 0.70458 | 0.0021695 | 0
3127 | 1 | 0.00010321 | 3.5895e-05 | 0 | 0.0001821 | 0.00011416 | 0.13003 | 0.11821 | 0.0122 | 0.35586 | 0.70797 | 0.032364 | 0
3128 | 1 | 0.00012665 | 4.2951e-07 | 0 | 0.0001586 | 0.00011416 | 0.24891 | 0.075834 | 0.0137 | 0.35159 | 0.68266 | 0.24637 | 0.10994
3129 | 1 | 0.0001338 | 0 | 0 | 0.00014685 | 0.00011416 | 0.37538 | 0.051687 | 0.0295 | 0.37667 | 0.67161 | 0.2914 | 0.30891
3130 | 1 | 0.00013775 | 0 | 0 | 0.00016448 | 0.00011416 | 0.47311 | 0.04616 | 0.0406 | 0.36292 | 0.67239 | 0.16147 | 0.52448
3131 | 1 | 0.00014069 | 0 | 0 | 0.00018797 | 0.00011416 | 0.53836 | 0.045481 | 0.0488 | 0.2945 | 0.67093 | 0.0424 | 0.67321
3132 | 1 | 0.00014574 | 0 | 1.1066e-05 | 0.00020677 | 0.00011416 | 0.55758 | 0.048099 | 0.0842 | 0.23679 | 0.65513 | 0.0013373 | 0.88916
3133 | 1 | 0.00013813 | 0 | 0.00031027 | 0.00018797 | 0.00011416 | 0.55177 | 0.05033 | 0.1061 | 0.22766 | 0.63312 | 0.13735 | 0.91585
3134 | 1 | 0.00013321 | 0 | 0.00046944 | 0.00019032 | 0.00011416 | 0.52108 | 0.048681 | 0.1099 | 0.16594 | 0.6338 | 0.54226 | 1.0104
3135 | 1 | 0.00012499 | 0 | 0.00045285 | 0.00021382 | 0.00011416 | 0.46115 | 0.052269 | 0.1185 | 0.16935 | 0.63322 | 0.70429 | 0.84941
3136 | 1 | 0.00012069 | 0 | 0.00031452 | 0.00022322 | 0.00011416 | 0.36133 | 0.052463 | 0.1474 | 0.23947 | 0.65949 | 0.42759 | 0.68555
3137 | 1 | 0.00012055 | 0 | 9.3634e-06 | 0.00022322 | 0.00011416 | 0.22823 | 0.047711 | 0.1576 | 0.42087 | 0.7101 | 0.12346 | 0.11707
3138 | 1 | 0.00012382 | 0 | 0 | 0.00016448 | 0.00011416 | 0.10596 | 0.044802 | 0.152 | 0.49647 | 0.72678 | 0.0022254 | 0.27164
3139 | 1 | 0.00012599 | 0 | 0 | 0.00011748 | 0.00011416 | 0.03069 | 0.050039 | 0.2176 | 0.44424 | 0.70303 | 0.035018 | 0.06815
3140 | 1 | 0.00011515 | 0 | 0 | 8.8113e-05 | 0.00011416 | 0.0077532 | 0.061094 | 0.3063 | 0.47115 | 0.68363 | 0.26174 | 0
3141 | 1 | 0.00011382 | 0 | 0 | 5.8742e-05 | 0.00011416 | 0 | 0.080489 | 0.3868 | 0.37911 | 0.68955 | 0.30723 | 0
3142 | 1 | 0.00012143 | 0 | 0 | 3.7595e-05 | 0.00011416 | 0 | 0.10173 | 0.3725 | 0.30217 | 0.67956 | 0.16913 | 0
3143 | 1 | 0.00012041 | 1.4685e-05 | 0 | 2.3497e-05 | 0.00011416 | 0 | 0.11356 | 0.2764 | 0.21999 | 0.66764 | 0.043863 | 0
3144 | 1 | 9.8261e-05 | 2.9432e-05 | 0 | 9.3987e-06 | 0.00011416 | 0 | 0.12839 | 0.2032 | 0.16594 | 0.65639 | 0.0013373 | 0
3145 | 1 | 8.034e-05 | 4.199e-05 | 0 | 5.8742e-06 | 0.00011416 | 0 | 0.13266 | 0.1614 | 0.13818 | 0.64737 | 0.13351 | 0
3146 | 1 | 6.8882e-05 | 5.3771e-05 | 0 | 2.3497e-06 | 0.00011416 | 0 | 0.13334 | 0.13 | 0.12613 | 0.6466 | 0.5282 | 0
3147 | 1 | 5.3273e-05 | 6.3466e-05 | 0 | 1.1748e-06 | 0.00011416 | 0 | 0.13693 | 0.113 | 0.12138 | 0.64698 | 0.68575 | 0
3148 | 1 | 4.6651e-05 | 7.2813e-05 | 0 | 1.4098e-05 | 0.00011416 | 0 | 0.13247 | 0.1193 | 0.11785 | 0.64873 | 0.41662 | 0
3149 | 1 | 5.3212e-05 | 7.9092e-05 | 0 | 3.7595e-05 | 0.00011416 | 0.010984 | 0.12888 | 0.1662 | 0.19102 | 0.67171 | 0.12033 | 0
3150 | 1 | 7.685e-05 | 5.8946e-05 | 0 | 9.3987e-05 | 0.00011416 | 0.047811 | 0.12519 | 0.2087 | 0.32031 | 0.69857 | 0.0021973 | 0
3151 | 1 | 0.00010898 | 3.072e-05 | 0 | 0.0001821 | 0.00011416 | 0.12405 | 0.10958 | 0.1957 | 0.45471 | 0.70748 | 0.033674 | 0
3152 | 1 | 0.0001322 | 0 | 0 | 0.0001586 | 0.00011416 | 0.22403 | 0.087859 | 0.2589 | 0.49087 | 0.70622 | 0.25398 | 0.029272
3153 | 1 | 0.00013926 | 0 | 0 | 0.00014685 | 0.00011416 | 0.33646 | 0.090477 | 0.2932 | 0.48442 | 0.70613 | 0.29924 | 0
3154 | 1 | 0.00014313 | 0 | 0 | 0.00016448 | 0.00011416 | 0.42772 | 0.11268 | 0.2932 | 0.42817 | 0.70894 | 0.16527 | 0
3155 | 1 | 0.00014719 | 0 | 0 | 0.00018797 | 0.00011416 | 0.50089 | 0.12403 | 0.2713 | 0.38422 | 0.68703 | 0.043128 | 0.010931
3156 | 1 | 0.00015006 | 0 | 0 | 0.00020677 | 0.00011416 | 0.53659 | 0.13567 | 0.2384 | 0.22632 | 0.66919 | 0.0013373 | 0.56697
3157 | 1 | 0.00014532 | 0 | 0 | 0.00018797 | 0.00011416 | 0.54595 | 0.15846 | 0.2098 | 0.14755 | 0.64912 | 0.11888 | 0.13904
3158 | 1 | 0.000142 | 0 | 0 | 0.00019032 | 0.00011416 | 0.52286 | 0.18251 | 0.1731 | 0.13696 | 0.64621 | 0.47442 | 0.0013037
3159 | 1 | 0.00013394 | 0 | 0 | 0.00021382 | 0.00011416 | 0.47601 | 0.20976 | 0.1351 | 0.19503 | 0.65426 | 0.61484 | 0
3160 | 1 | 0.00012727 | 0 | 0 | 0.00022322 | 0.00011416 | 0.3833 |  | 0.1161 |  |  | 0.37461 | 0
3161 | 1 |  | 0 | 0 | 0.00022322 | 0.00011416 | 0.2502 | 0.21237 | 0.1266 | 0.22863 | 0.68305 | 0.10834 | 0
3162 | 1 | 0.00012445 | 0 | 0 | 0.00016448 | 0.00011416 | 0.11614 | 0.18076 | 0.1831 | 0.33102 | 0.70167 | 0.0020875 | 0
3163 | 1 | 0.00012606 | 0 | 0 | 0.00011748 | 0.00011416 | 0.033759 | 0.14827 | 0.3486 | 0.26126 | 0.69818 | 0.02864 | 0.0011589
3164 | 1 | 0.00010689 | 3.0025e-05 | 0 | 8.8113e-05 | 0.00011416 | 0.0075917 | 0.13673 | 0.5789 | 0.2385 | 0.68635 | 0.22445 | 0
3165 | 1 | 9.9472e-05 | 5.056e-05 | 0 | 5.8742e-05 | 0.00011416 | 0 | 0.13033 | 0.6742 | 0.34222 | 0.68179 | 0.2687 | 0
3166 | 1 | 0.00010393 | 6.6288e-05 | 0 | 3.7595e-05 | 0.00011416 | 0 | 0.13353 | 0.6754 | 0.29669 | 0.68179 | 0.15041 | 0
3167 | 1 | 0.00010469 | 7.9828e-05 | 0 | 2.3497e-05 | 0.00011416 | 0 | 0.12917 | 0.6506 | 0.19735 | 0.66376 | 0.040267 | 0
3168 | 1 | 8.3491e-05 | 9.0402e-05 | 0 | 9.3987e-06 | 0.00011416 | 0 | 0.12064 | 0.5967 | 0.13769 | 0.65755 | 0.0013373 | 0
3169 | 1 | 6.6076e-05 | 9.8072e-05 | 0 | 5.8742e-06 | 0.00011416 | 0 | 0.10657 | 0.5508 | 0.13051 | 0.65077 | 0.10537 | 0
3170 | 1 | 5.6989e-05 | 0.00010417 | 0 | 2.3497e-06 | 0.00011416 | 0 | 0.10754 | 0.499 | 0.13514 | 0.64989 | 0.42441 | 0
3171 | 1 | 4.3217e-05 | 0.00010961 | 0 | 1.1748e-06 | 0.00011416 | 0 | 0.11627 | 0.4873 | 0.17008 | 0.65038 | 0.54899 | 0
3172 | 1 | 3.7828e-05 | 0.00011617 | 0 | 1.4098e-05 | 0.00011416 | 0 | 0.11889 | 0.5322 | 0.17397 | 0.65377 | 0.33552 | 0
3173 | 1 | 4.5318e-05 | 0.00011959 | 0 | 3.7595e-05 | 0.00011416 | 0.011145 | 0.12568 | 0.5408 | 0.21415 | 0.66007 | 0.097183 | 0
3174 | 1 | 6.897e-05 | 9.2857e-05 | 0 | 9.3987e-05 | 0.00011416 | 0.050396 | 0.11899 | 0.439 | 0.42586 | 0.70341 | 0.0019813 | 0
3175 | 1 | 0.00010214 | 5.7596e-05 | 0 | 0.0001821 | 0.00011416 | 0.13552 | 0.093968 | 0.313 | 0.53579 | 0.71204 | 0.024135 | 0
3176 | 1 | 0.00013091 | 9.8993e-06 | 0 | 0.0001586 | 0.00011416 | 0.24988 | 0.06827 | 0.1438 | 0.42488 | 0.69808 | 0.1973 | 0
3177 | 1 | 0.0001402 | 0 | 0 | 0.00014685 | 0.00011416 | 0.36505 | 0.061288 | 0.0627 | 0.36401 | 0.70128 | 0.24031 | 0.022587
3178 | 1 | 0.00014318 | 0 | 0 | 0.00016448 | 0.00011416 | 0.44387 | 0.062355 | 0.0577 | 0.34429 | 0.68712 | 0.13647 | 0
3179 | 1 | 0.00014716 | 0 | 0 | 0.00018797 | 0.00011416 | 0.48474 | 0.067785 | 0.2764 | 0.41222 | 0.688 | 0.037535 | 0
3180 | 1 | 0.00015126 | 0 | 0 | 0.00020677 | 0.00011416 | 0.48958 | 0.085144 | 0.6481 | 0.3186 | 0.6782 | 0.0013373 | 0
3181 | 1 | 0.00014681 | 0 | 0 | 0.00018797 | 0.00011416 | 0.50913 | 0.10211 | 0.7932 | 0.28914 | 0.67035 | 0.089964 | 0.0099951
3182 | 1 | 0.00014352 | 0 | 0 | 0.00019032 | 0.00011416 | 0.47908 | 0.11598 | 0.8402 | 0.21342 | 0.67549 | 0.36702 | 0.54048
3183 | 1 | 0.00013498 | 0 | 0 | 0.00021382 | 0.00011416 | 0.4177 | 0.13266 | 0.8563 | 0.22803 | 0.67762 | 0.47351 | 0.037607
3184 | 1 | 0.00012751 | 0 | 0 | 0.00022322 | 0.00011416 | 0.33226 | 0.14585 | 0.8504 | 0.25712 | 0.68674 | 0.2906 | 0.079504
3185 | 1 | 0.00012267 | 0 | 0 | 0.00022322 | 0.00011416 | 0.22226 | 0.15506 | 0.8367 | 0.36462 | 0.70865 | 0.084345 | 0
3186 | 1 | 0.00012397 | 0 | 0 | 0.00016448 | 0.00011416 | 0.10564 | 0.14924 | 0.7966 | 0.46116 | 0.70962 | 0.0018538 | 0
3187 | 1 | 0.0001227 | 0 | 0 | 0.00011748 | 0.00011416 | 0.031659 | 0.13159 | 0.6778 | 0.44558 | 0.72019 | 0.019201 | 0
3188 | 1 | 0.00010939 | 1.5197e-05 | 0 | 8.8113e-05 | 0.00011416 | 0.0074301 | 0.13741 | 0.5579 | 0.42403 | 0.71602 | 0.16657 | 0
3189 | 1 | 0.00010289 | 3.113e-05 | 0 | 5.8742e-05 | 0.00011416 | 0 | 0.15943 | 0.4859 | 0.40358 | 0.71175 | 0.20773 | 0
3190 | 1 | 0.00010825 | 4.4629e-05 | 0 | 3.7595e-05 | 0.00011416 | 0 | 0.15991 | 0.4595 | 0.383 | 0.70748 | 0.12029 | 0
3191 | 1 | 0.00011008 | 5.5919e-05 | 0 | 2.3497e-05 | 0.00011416 | 0 | 0.14992 | 0.4288 | 0.2307 | 0.67103 | 0.034298 | 0
3192 | 1 | 8.8116e-05 | 6.5613e-05 | 0 | 9.3987e-06 | 0.00011416 | 0 | 0.1442 | 0.4712 | 0.1478 | 0.65038 | 0.0013373 | 0
3193 | 1 | 6.9492e-05 | 7.2506e-05 | 0 | 5.8742e-06 | 0.00011416 | 0 | 0.13887 | 0.5858 | 0.14061 | 0.65096 | 0.073557 | 0
3194 | 1 | 5.9069e-05 | 7.8458e-05 | 0 | 2.3497e-06 | 0.00011416 | 0 | 0.12995 | 0.6089 | 0.11079 | 0.64708 | 0.30527 | 0
3195 | 1 | 4.367e-05 | 8.396e-05 | 0 | 1.1748e-06 | 0.00011416 | 0 | 0.11918 | 0.6519 | 0.10677 | 0.64805 | 0.39249 | 0
3196 | 1 | 3.3976e-05 | 8.9543e-05 | 0 | 1.4098e-05 | 0.00011416 | 0 | 0.10764 | 0.7047 | 0.092403 | 0.64126 | 0.24223 | 0
3197 | 1 | 3.1835e-05 | 9.1691e-05 | 0 | 3.7595e-05 | 0.00011416 | 0.010338 | 0.10289 | 0.7258 | 0.10129 | 0.63729 | 0.070496 | 0
3198 | 1 | 3.5369e-05 | 7.7353e-05 | 0 | 9.3987e-05 | 0.00011416 | 0.039735 | 0.10386 | 0.7508 | 0.12905 | 0.64291 | 0.0017082 | 0
3199 | 1 | 4.7667e-05 | 5.6573e-05 | 0 | 0.0001821 | 0.00011416 | 0.1016 | 0.11356 | 0.8444 | 0.15023 | 0.6656 | 0.01423 | 0
3200 | 1 | 6.6363e-05 | 3.3523e-05 | 0 | 0.0001586 | 0.00011416 | 0.19448 | 0.12432 | 0.9029 | 0.16703 | 0.6783 | 0.13412 | 0.0046243
3201 | 1 | 8.6566e-05 | 1.0063e-05 | 0 | 0.00014685 | 0.00011416 | 0.29091 | 0.141 | 0.9381 | 0.18055 | 0.6721 | 0.17269 | 0
3202 | 1 | 9.8452e-05 | 0 | 0 | 0.00016448 | 0.00011416 | 0.36666 | 0.16728 | 0.9305 | 0.16046 | 0.68422 | 0.10263 | 0
3203 | 1 | 0.00010614 | 0 | 0 | 0.00018797 | 0.00011416 | 0.40446 | 0.20403 | 0.928 | 0.19735 | 0.67617 | 0.030666 | 0.32928
3204 | 1 | 0.00011701 | 0 | 0 | 0.00020677 | 0.00011416 | 0.40963 | 0.23953 | 0.9355 | 0.17093 | 0.6783 | 0.0013373 | 0.01648
3205 | 1 | 0.00010935 | 0 | 0 | 0.00018797 | 0.00011416 | 0.39089 | 0.27628 | 0.9318 | 0.12235 | 0.6719 | 0.059277 | 0.13949
3206 | 1 | 9.9888e-05 | 0 | 0 | 0.00019032 | 0.00011416 | 0.36779 | 0.28957 | 0.9287 | 0.12113 | 0.65251 | 0.25088 | 0.21814
3207 | 1 | 9.1037e-05 | 0 | 0 | 0.00021382 | 0.00011416 | 0.31723 | 0.31585 | 0.9298 | 0.11675 | 0.64204 | 0.32128 | 0.17537
3208 | 1 | 8.6026e-05 | 0 | 0 | 0.00022322 | 0.00011416 | 0.23647 | 0.31682 | 0.9247 | 0.11115 | 0.65115 | 0.19955 | 0.30174
3209 | 1 | 8.3088e-05 | 1.1924e-05 | 0 | 0.00022322 | 0.00011416 | 0.1528 | 0.3077 | 0.9056 | 0.14609 | 0.66938 | 0.058253 | 0.12895
3210 | 1 | 8.3853e-05 | 3.4791e-05 | 0 | 0.00016448 | 0.00011416 | 0.074463 | 0.29238 | 0.8316 | 0.21865 | 0.67723 | 0.0015704 | 0.23602
3211 | 1 | 8.3713e-05 | 6.2648e-05 | 0 | 0.00011748 | 0.00011416 | 0.023906 | 0.22721 | 0.6862 | 0.18371 | 0.67336 | 0.010201 | 0.13472
3212 | 1 | 7.1507e-05 | 9.5761e-05 | 0 | 8.8113e-05 | 0.00011416 | 0.0072686 | 0.19463 | 0.4742 | 0.23241 | 0.68043 | 0.10618 | 0
3213 | 1 | 6.616e-05 | 0.00011454 | 0 | 5.8742e-05 | 0.00011416 | 0 | 0.17533 | 0.2396 | 0.30058 | 0.69217 | 0.14184 | 0
3214 | 1 | 7.3006e-05 | 0.00012716 | 0 | 3.7595e-05 | 0.00011416 | 0 | 0.16001 | 0.0809 | 0.27039 | 0.69255 | 0.086783 | 0
3215 | 1 | 7.7001e-05 | 0.00013636 | 0 | 2.3497e-05 | 0.00011416 | 0 | 0.14527 | 0.012 | 0.16508 | 0.67937 | 0.0273 | 0
3216 | 1 | 5.8939e-05 | 0.00014448 | 0 | 9.3987e-06 | 0.00011416 | 0 | 0.14517 | 0.0882 | 0.16484 | 0.66812 | 0.0013373 | 0
3217 | 1 | 4.3274e-05 | 0.00015373 | 0 | 5.8742e-06 | 0.00011416 | 0 | 0.14895 | 0.3265 | 0.12333 | 0.65998 | 0.046976 | 0
3218 | 1 | 3.2494e-05 | 0.00016248 | 0 | 2.3497e-06 | 0.00011416 | 0 | 0.14061 | 0.5322 | 0.097395 | 0.65852 | 0.20336 | 0
3219 | 1 | 1.8048e-05 | 0.00016943 | 0 | 1.1748e-06 | 0.00011416 | 0 | 0.14488 | 0.5663 | 0.096786 | 0.65581 | 0.25925 | 0
3220 | 1 | 1.2865e-05 | 0.000175 | 0 | 1.4098e-05 | 0.00011416 | 0 | 0.14275 | 0.5337 | 0.098977 | 0.65038 | 0.1622 | 0
3221 | 1 | 1.8968e-05 | 0.00017604 | 0 | 3.7595e-05 | 0.00011416 | 0.01163 | 0.14449 | 0.4742 | 0.159 | 0.65726 | 0.047516 | 0
3222 | 1 | 3.4351e-05 | 0.0001588 | 0 | 9.3987e-05 | 0.00011416 | 0.049588 | 0.14459 | 0.4215 | 0.25371 | 0.66434 | 0.0014402 | 0
3223 | 1 | 5.7127e-05 | 0.00013736 | 0 | 0.0001821 | 0.00011416 | 0.1402 | 0.13906 | 0.374 | 0.41758 | 0.68247 | 0.0070149 | 0
3224 | 1 | 7.9757e-05 | 0.00011182 | 0 | 0.0001586 | 0.00011416 | 0.25246 | 0.16311 | 0.3117 | 0.41295 | 0.70283 | 0.082421 | 0.11757
3225 | 1 | 9.7544e-05 | 8.8582e-05 | 0 | 0.00014685 | 0.00011416 | 0.34259 | 0.19889 | 0.2455 | 0.33918 | 0.71379 | 0.11489 | 0.28853
3226 | 1 | 0.0001074 | 7.1156e-05 | 0 | 0.00016448 | 0.00011416 | 0.38669 | 0.21674 | 0.2256 | 0.38154 | 0.71447 | 0.072661 | 0.55728
3227 | 1 | 0.00011514 | 5.7923e-05 | 0 | 0.00018797 | 0.00011416 | 0.39897 | 0.21887 | 0.2528 | 0.35853 | 0.71592 | 0.02419 | 0.71412
3228 | 1 | 0.00012558 | 4.8371e-05 | 0 | 0.00020677 | 0.00011416 | 0.40123 | 0.22362 | 0.301 | 0.21305 | 0.69343 | 0.0013373 | 0.90491
3229 | 1 | 0.00012015 | 4.0865e-05 | 0 | 0.00018797 | 0.00011416 | 0.4072 | 0.24147 | 0.3252 | 0.16216 | 0.66512 | 0.036507 | 0.55017
3230 | 1 | 0.00011656 | 3.4034e-05 | 0 | 0.00019032 | 0.00011416 | 0.38443 | 0.25601 | 0.2601 | 0.17835 | 0.65552 | 0.16225 | 0.64731
3231 | 1 | 0.00010757 | 3.0966e-05 | 0 | 0.00021382 | 0.00011416 | 0.34114 | 0.27783 | 0.2407 | 0.16423 | 0.66095 | 0.20577 | 0
3232 | 1 | 0.00010058 | 3.3543e-05 | 0 | 0.00022322 | 0.00011416 | 0.27605 | 0.27657 | 0.2467 | 0.21512 | 0.66977 | 0.12983 | 0
3233 | 1 | 9.6734e-05 | 4.2461e-05 | 0 | 0.00022322 | 0.00011416 | 0.19044 | 0.25834 | 0.2663 | 0.26516 | 0.69876 | 0.038187 | 0.54731
3234 | 1 | 9.7912e-05 | 5.6634e-05 | 0 | 0.00016448 | 0.00011416 | 0.09853 | 0.25475 | 0.2984 | 0.33065 | 0.70768 | 0.0013174 | 0
3235 | 1 | 9.2737e-05 | 7.9235e-05 | 0 | 0.00011748 | 0.00011416 | 0.031174 | 0.24864 | 0.3584 | 0.26735 | 0.69275 | 0.0045725 | 0
3236 | 1 | 7.6568e-05 | 0.00010953 | 0 | 8.8113e-05 | 0.00011416 | 0.0080762 | 0.24476 | 0.4303 | 0.24604 | 0.69575 | 0.062499 | 0
3237 | 1 | 7.1569e-05 | 0.00012421 | 0 | 5.8742e-05 | 0.00011416 | 0 | 0.2436 | 0.4259 | 0.36864 | 0.71088 | 0.091599 | 0
3238 | 1 | 7.8721e-05 | 0.00013569 | 0 | 3.7595e-05 | 0.00011416 | 0 | 0.23894 | 0.3598 | 0.46007 | 0.71456 | 0.060161 | 0
3239 | 1 | 8.1922e-05 | 0.00014573 | 0 | 2.3497e-05 | 0.00011416 | 0 | 0.21596 | 0.2739 | 0.40967 | 0.70147 | 0.021325 | 0
3240 | 1 | 6.3548e-05 | 0.0001534 | 0 | 9.3987e-06 | 0.00011416 | 0 | 0.20142 | 0.1925 | 0.31848 | 0.68586 | 0.0013373 | 0
3241 | 1 | 4.8631e-05 | 0.00016033 | 0 | 5.8742e-06 | 0.00011416 | 0 | 0.19463 | 0.1091 | 0.16618 | 0.67326 | 0.027722 | 0
3242 | 1 | 3.7533e-05 | 0.00016612 | 0 | 2.3497e-06 | 0.00011416 | 0 | 0.18008 | 0.0952 | 0.1159 | 0.6593 | 0.1271 | 0
3243 | 1 | 2.3252e-05 | 0.00016909 | 0 | 1.1748e-06 | 0.00011416 | 0 | 0.17746 | 0.1258 | 0.083394 | 0.65232 | 0.1602 | 0
3244 | 1 | 1.7802e-05 | 0.00016943 | 0 | 1.4098e-05 | 0.00011416 | 0 | 0.17649 | 0.2256 | 0.085951 | 0.64776 | 0.10208 | 0
3245 | 1 | 2.0911e-05 | 0.00016569 | 0 | 3.7595e-05 | 0.00011416 | 0.012437 | 0.17882 | 0.317 | 0.099708 | 0.66075 | 0.030167 | 0
3246 | 1 | 2.7806e-05 | 0.0001463 | 0 | 9.3987e-05 | 0.00011416 | 0.052173 | 0.17455 | 0.313 | 0.10799 | 0.67326 | 0.0012018 | 0
3247 | 1 | 4.4773e-05 | 0.00011765 | 0 | 0.0001821 | 0.00011416 | 0.13067 | 0.16844 | 0.229 | 0.15206 | 0.67743 | 0.0027751 | 0
3248 | 1 | 6.936e-05 | 8.0912e-05 | 0 | 0.0001586 | 0.00011416 | 0.22387 | 0.16301 | 0.2302 | 0.14585 | 0.68373 | 0.046078 | 0.0018386
3249 | 1 | 9.2145e-05 | 5.0785e-05 | 0 | 0.00014685 | 0.00011416 | 0.30609 | 0.17261 | 0.2407 | 0.13952 | 0.68305 | 0.071687 | 0
3250 | 1 | 0.00010535 | 2.8798e-05 | 0 | 0.00016448 | 0.00011416 | 0.36925 | 0.18745 | 0.2676 | 0.11054 | 0.68654 | 0.049183 | 0
3251 | 1 | 0.00011466 | 9.163e-06 | 0 | 0.00018797 | 0.00011416 | 0.41512 | 0.19734 | 0.2905 | 0.12552 | 0.6785 | 0.018696 | 0
3252 | 1 | 0.00012659 | 0 | 0 | 0.00020677 | 0.00011416 | 0.45534 | 0.21005 | 0.305 | 0.088507 | 0.66851 | 0.0013373 | 0
3253 | 1 | 0.00011902 | 0 | 0 | 0.00018797 | 0.00011416 | 0.46455 | 0.22556 | 0.3293 | 0.13197 | 0.65746 | 0.02158 | 0.0012369
3254 | 1 | 0.00011019 | 0 | 0 | 0.00019032 | 0.00011416 | 0.4534 | 0.23381 | 0.3444 | 0.092647 | 0.65018 | 0.10201 | 0.25689
3255 | 1 | 9.9541e-05 | 0 | 0 | 0.00021382 | 0.00011416 | 0.40317 | 0.24525 | 0.3184 | 0.086194 | 0.64747 | 0.12781 | 0.6118
3256 | 1 | 9.1586e-05 | 0 | 0 | 0.00022322 | 0.00011416 | 0.32547 | 0.24273 | 0.2971 | 0.1008 | 0.64592 | 0.082233 | 0.76955
3257 | 1 | 8.9726e-05 | 0 | 0 | 0.00022322 | 0.00011416 | 0.21693 | 0.22818 | 0.2945 | 0.15072 | 0.6559 | 0.024412 | 0.13854
3258 | 1 | 9.3708e-05 | 1.4931e-06 | 0 | 0.00016448 | 0.00011416 | 0.10338 | 0.2116 | 0.2958 | 0.19905 | 0.67937 | 0.0011108 | 0.24314
3259 | 1 | 8.8398e-05 | 3.2991e-05 | 0 | 0.00011748 | 0.00011416 | 0.032305 | 0.19182 | 0.332 | 0.20696 | 0.68625 | 0.0016988 | 0.11037
3260 | 1 | 7.202e-05 | 7.0072e-05 | 0 | 8.8113e-05 | 0.00011416 | 0.0082378 | 0.18348 | 0.4581 | 0.21122 | 0.68897 | 0.034824 | 0
3261 | 1 | 6.6869e-05 | 9.0566e-05 | 0 | 5.8742e-05 | 0.00011416 | 0 | 0.18503 | 0.5294 | 0.24507 | 0.69886 | 0.057486 | 0
3262 | 1 | 7.7233e-05 | 0.00010537 | 0 | 3.7595e-05 | 0.00011416 | 0 | 0.17989 | 0.5149 | 0.27003 | 0.70186 | 0.041127 | 0
3263 | 1 | 8.2511e-05 | 0.00011906 | 0 | 2.3497e-05 | 0.00011416 | 0 | 0.17649 | 0.5222 | 0.18456 | 0.6783 | 0.016678 | 0
3264 | 1 | 6.4518e-05 | 0.00013186 | 0 | 9.3987e-06 | 0.00011416 | 0 | 0.17019 | 0.4786 | 0.15194 | 0.66987 | 0.0013373 | 0
3265 | 1 | 4.6989e-05 | 0.00014272 | 0 | 5.8742e-06 | 0.00011416 | 0 | 0.15807 | 0.3955 | 0.12174 | 0.65726 | 0.016421 | 0
3266 | 1 | 3.538e-05 | 0.00015148 | 0 | 2.3497e-06 | 0.00011416 | 0 | 0.14808 | 0.3472 | 0.10336 | 0.64049 | 0.080465 | 0
3267 | 1 | 2.0036e-05 | 0.00015694 | 0 | 1.1748e-06 | 0.00011416 | 0 | 0.14449 | 0.309 | 0.084003 | 0.63487 | 0.10011 | 0
3268 | 1 | 1.2646e-05 | 0.00015904 | 0 | 1.4098e-05 | 0.00011416 | 0 | 0.12927 | 0.2626 | 0.08242 | 0.63671 | 0.065138 | 0
3269 | 1 | 1.2449e-05 | 0.00015597 | 0 | 3.7595e-05 | 0.00011416 | 0.013568 | 0.11569 | 0.2032 | 0.081446 | 0.64049 | 0.019439 | 0
3270 | 1 | 1.6859e-05 | 0.00013454 | 0 | 9.3987e-05 | 0.00011416 | 0.058957 | 0.11307 | 0.143 | 0.088386 | 0.64379 | 0.0010245 | 0
3271 | 1 | 3.0206e-05 | 0.00010558 | 0 | 0.0001821 | 0.00011416 | 0.16136 | 0.098623 | 0.1275 | 0.10726 | 0.65474 | 0.00094438 | 0
3272 | 1 | 5.2277e-05 | 6.6575e-05 | 0 | 0.0001586 | 0.00011416 | 0.29446 | 0.093483 | 0.0973 | 0.112 | 0.66066 | 0.02557 | 0.019712
3273 | 1 | 7.486e-05 | 2.89e-05 | 0 | 0.00014685 | 0.00011416 | 0.41027 | 0.091738 | 0.061 | 0.11712 | 0.66628 | 0.045297 | 0.11836
3274 | 1 | 9.1752e-05 | 6.3404e-07 | 0 | 0.00016448 | 0.00011416 | 0.49314 | 0.093095 | 0.0353 | 0.11505 | 0.66802 | 0.034002 | 0.1802
3275 | 1 | 9.7079e-05 | 0 | 0 | 0.00018797 | 0.00011416 | 0.55258 | 0.089507 | 0.0168 | 0.10969 | 0.67743 | 0.014811 | 0.28019
3276 | 1 | 0.00010685 | 0 | 0 | 0.00020677 | 0.00011416 | 0.59263 | 0.085725 | 0.0054 | 0.090942 | 0.67258 | 0.0013373 | 0.258
3277 | 1 | 9.865e-05 | 0 | 0 | 0.00018797 | 0.00011416 | 0.60249 | 0.087471 | 0.0025 | 0.082664 | 0.66289 | 0.01376 | 0.16923
3278 | 1 | 8.8103e-05 | 0 | 0 | 0.00019032 | 0.00011416 | 0.57664 | 0.092804 | 0.007 | 0.083638 | 0.64524 | 0.069123 | 0
3279 | 1 | 7.7874e-05 | 0 | 0 | 0.00021382 | 0.00011416 | 0.50929 | 0.098138 | 0.0239 | 0.086073 | 0.63671 | 0.08559 | 0
3280 | 1 | 7.1417e-05 | 0 | 0 | 0.00022322 | 0.00011416 | 0.40462 | 0.099981 | 0.0561 | 0.093864 | 0.63748 | 0.056119 | 0.0040449
3281 | 1 | 7.0825e-05 | 0 | 0 | 0.00022322 | 0.00011416 | 0.26781 | 0.099981 | 0.0903 | 0.13294 | 0.65183 | 0.016808 | 0
3282 | 1 | 7.878e-05 | 0 | 0 | 0.00016448 | 0.00011416 | 0.13132 | 0.092708 | 0.1465 | 0.14841 | 0.66434 | 0.00097493 | 0.005226
3283 | 1 | 8.3362e-05 | 2.0392e-05 | 0 | 0.00011748 | 0.00011416 | 0.039574 | 0.082137 | 0.2764 | 0.17227 | 0.66851 | 0.00062252 | 0.019422
3284 | 1 | 6.7817e-05 | 7.1381e-05 | 0 | 8.8113e-05 | 0.00011416 | 0.0085608 | 0.079616 | 0.4376 | 0.1551 | 0.66948 | 0.020896 | 0
3285 | 1 | 6.5959e-05 | 9.208e-05 | 0 | 5.8742e-05 | 0.00011416 | 0 | 0.082525 | 0.4712 | 0.27611 | 0.6752 | 0.038885 | 0
3286 | 1 | 7.5678e-05 | 0.00010535 | 0 | 3.7595e-05 | 0.00011416 | 0 | 0.083883 | 0.4201 | 0.27977 | 0.6815 | 0.030151 | 0
3287 | 1 | 7.923e-05 | 0.00011642 | 0 | 2.3497e-05 | 0.00011416 | 0 | 0.083398 | 0.3612 | 0.16387 | 0.66686 | 0.01376 | 0
3288 | 1 | 6.1981e-05 | 0.00012591 | 0 | 9.3987e-06 | 0.00011416 | 0 | 0.08078 | 0.301 | 0.10214 | 0.66046 | 0.0013373 | 0
3289 | 1 | 4.6497e-05 | 0.00013452 | 0 | 5.8742e-06 | 0.00011416 | 0 | 0.084174 | 0.2396 | 0.083516 | 0.65377 | 0.012157 | 0
3290 | 1 | 3.7293e-05 | 0.0001419 | 0 | 2.3497e-06 | 0.00011416 | 0 | 0.089022 | 0.1811 | 0.079498 | 0.63903 | 0.062188 | 0
3291 | 1 | 2.4054e-05 | 0.00014771 | 0 | 1.1748e-06 | 0.00011416 | 0 | 0.085725 | 0.1061 | 0.093499 | 0.62759 | 0.076735 | 0
3292 | 1 | 2.0227e-05 | 0.00015469 | 0 | 1.4098e-05 | 0.00011416 | 0 | 0.088344 | 0.0638 | 0.12016 | 0.63777 | 0.050594 | 0
3293 | 1 | 3.037e-05 | 0.00015874 | 0 | 3.7595e-05 | 0.00011416 | 0.014699 | 0.10008 | 0.0944 | 0.22949 | 0.65881 | 0.015193 | 0
3294 | 1 | 5.8417e-05 | 0.00012926 | 0 | 9.3987e-05 | 0.00011416 | 0.06461 | 0.1091 | 0.1385 | 0.34806 | 0.68043 | 0.00094279 | 0
3295 | 1 | 9.4412e-05 | 8.9768e-05 | 0 | 0.0001821 | 0.00011416 | 0.17816 | 0.109 | 0.1557 | 0.3925 | 0.68296 | 0.00045479 | 0
3296 | 1 | 0.00012273 | 3.9536e-05 | 0 | 0.0001586 | 0.00011416 | 0.32127 | 0.12228 | 0.2701 | 0.34405 | 0.68392 | 0.01812 | 0.00091371
3297 | 1 | 0.00014067 | 1.6567e-06 | 0 | 0.00014685 | 0.00011416 | 0.44468 | 0.16321 | 0.4405 | 0.27356 | 0.66085 | 0.034965 | 0.00076886
3298 | 1 | 0.00014368 | 0 | 0 | 0.00016448 | 0.00011416 | 0.52932 | 0.22517 | 0.5885 | 0.15693 | 0.65668 | 0.027752 | 0.010463
3299 | 1 | 0.00014627 | 0 | 0 | 0.00018797 | 0.00011416 | 0.58197 | 0.26144 | 0.6909 | 0.12576 | 0.67171 | 0.013088 | 0.61046
3300 | 1 | 0.00014948 | 0 | 0 | 0.00020677 | 0.00011416 | 0.59473 | 0.29296 | 0.7704 | 0.11821 | 0.67171 | 0.0013373 | 0.77665
3301 | 1 | 0.00014556 | 0 | 0 | 0.00018797 | 0.00011416 | 0.58375 | 0.32302 | 0.8272 | 0.11237 | 0.66007 | 0.011404 | 0.22545
3302 | 1 | 0.00014269 | 0 | 0 | 0.00019032 | 0.00011416 | 0.54628 | 0.34087 | 0.8594 | 0.17787 | 0.65823 | 0.058901 | 0.2914
3303 | 1 | 0.00013405 | 0 | 0 | 0.00021382 | 0.00011416 | 0.48086 | 0.35289 | 0.8537 | 0.16046 | 0.65978 | 0.072546 | 0.55912
3304 | 1 | 0.00012807 | 0 | 0 | 0.00022322 | 0.00011416 | 0.3749 | 0.35551 | 0.8172 | 0.14634 | 0.64592 | 0.047973 | 0.35238
3305 | 1 | 0.00012416 | 0 | 0 | 0.00022322 | 0.00011416 | 0.24519 | 0.34639 | 0.7559 | 0.20149 | 0.6592 | 0.014425 | 0.037674
3306 | 1 | 0.00012871 | 0 | 0 | 0.00016448 | 0.00011416 | 0.11565 | 0.33359 | 0.7322 | 0.35549 | 0.67888 | 0.00092699 | 0.25415
3307 | 1 | 0.00012483 | 2.6671e-05 | 0 | 0.00011748 | 0.00011416 | 0.036505 | 0.3236 | 0.7396 | 0.33467 | 0.66696 | 0.00038361 | 0.099171
3308 | 1 | 0.00010274 | 6.3323e-05 | 0 | 8.8113e-05 | 0.00011416 | 0.0082378 | 0.31846 | 0.7488 | 0.24203 | 0.65784 | 0.01683 | 0
3309 | 1 | 9.1727e-05 | 8.5391e-05 | 0 | 5.8742e-05 | 0.00011416 | 0 | 0.3109 | 0.7714 | 0.19856 | 0.66356 | 0.033108 | 0
3310 | 1 | 9.5221e-05 | 0.00010339 | 0 | 3.7595e-05 | 0.00011416 | 0 | 0.31691 | 0.7236 | 0.20489 | 0.67714 | 0.026602 | 0
3311 | 1 | 9.5497e-05 | 0.00011861 | 0 | 2.3497e-05 | 0.00011416 | 0 | 0.30237 | 0.6693 | 0.22985 | 0.6528 | 0.01276 | 0
3312 | 1 | 7.4224e-05 | 0.00013149 | 0 | 9.3987e-06 | 0.00011416 | 0 | 0.31226 | 0.6693 | 0.15108 | 0.64776 | 0.0013373 | 0
3313 | 1 | 5.7725e-05 | 0.00014151 | 0 | 5.8742e-06 | 0.00011416 | 0 | 0.30091 | 0.6967 | 0.1316 | 0.64311 | 0.011404 | 0
3314 | 1 | 4.8268e-05 | 0.00014902 | 0 | 2.3497e-06 | 0.00011416 | 0 | 0.30634 | 0.7182 | 0.13355 | 0.64223 | 0.058901 | 0
3315 | 1 | 3.4496e-05 | 0.00015565 | 0 | 1.1748e-06 | 0.00011416 | 0 | 0.30237 | 0.7093 | 0.10823 | 0.63428 | 0.072546 | 0
3316 | 1 | 2.9677e-05 | 0.00016184 | 0 | 1.4098e-05 | 0.00011416 | 0 | 0.31691 | 0.6979 | 0.131 | 0.62265 | 0.047973 | 0
3317 | 1 | 3.8252e-05 | 0.00016416 | 0 | 3.7595e-05 | 0.00011416 | 0.011953 | 0.31303 | 0.6838 | 0.1747 | 0.64291 | 0.014425 | 0
3318 | 1 | 6.1122e-05 | 0.00014853 | 0 | 9.3987e-05 | 0.00011416 | 0.048457 | 0.29907 | 0.6182 | 0.28318 | 0.65717 | 0.00092699 | 0
3319 | 1 | 9.3769e-05 | 0.00012595 | 0 | 0.0001821 | 0.00011416 | 0.12227 | 0.29344 | 0.5621 | 0.36596 | 0.66579 | 0.00038361 | 0
3320 | 1 | 0.00011613 | 9.8195e-05 | 0 | 0.0001586 | 0.00011416 | 0.21386 | 0.32593 | 0.7013 | 0.36779 | 0.65891 | 0.01683 | 0.075671
3321 | 1 | 0.00012989 | 7.3304e-05 | 0 | 0.00014685 | 0.00011416 | 0.2964 | 0.37005 | 0.7269 | 0.29815 | 0.66366 | 0.033108 | 0.31387
3322 | 1 | 0.0001377 | 5.4876e-05 | 0 | 0.00016448 | 0.00011416 | 0.34033 | 0.40778 | 0.7704 | 0.20149 | 0.65377 | 0.026602 | 0.52805
3323 | 1 | 0.00014454 | 4.2522e-05 | 0 | 0.00018797 | 0.00011416 | 0.3581 | 0.42979 | 0.8092 | 0.19199 | 0.6657 | 0.01276 | 0.72891
3324 | 1 | 0.00014864 | 3.5036e-05 | 0 | 0.00020677 | 0.00011416 | 0.35535 | 0.44133 | 0.843 | 0.229 | 0.65358 | 0.0013373 | 0.77584
3325 | 1 | 0.00014307 | 2.9943e-05 | 0 | 0.00018797 | 0.00011416 | 0.36311 | 0.44492 | 0.8709 | 0.29851 | 0.64049 | 0.012942 | 0.89707
3326 | 1 | 0.00013948 | 2.8818e-05 | 0 | 0.00019032 | 0.00011416 | 0.34712 | 0.4583 | 0.8873 | 0.25749 | 0.63981 | 0.065594 | 0.55179
3327 | 1 | 0.00012908 | 3.4116e-05 | 0 | 0.00021382 | 0.00011416 | 0.28961 | 0.47547 | 0.8939 | 0.15997 | 0.65077 | 0.081082 | 0.86452
3328 | 1 | 0.00012003 | 4.4158e-05 | 0 | 0.00022322 | 0.00011416 | 0.23147 | 0.44919 | 0.881 | 0.22827 | 0.64572 | 0.053309 | 0.75592
3329 | 1 | 0.00011305 | 5.7207e-05 | 0 | 0.00022322 | 0.00011416 | 0.16152 | 0.42494 | 0.8395 | 0.2402 | 0.65174 | 0.015987 | 0.16343
3330 | 1 | 0.00011371 | 7.3406e-05 | 0 | 0.00016448 | 0.00011416 | 0.088354 | 0.36938 | 0.7488 | 0.34222 | 0.66453 | 0.00095877 | 0.25509
3331 | 1 | 0.00011089 | 9.7234e-05 | 0 | 0.00011748 | 0.00011416 | 0.030528 | 0.28006 | 0.6314 | 0.32481 | 0.66996 | 0.00053427 | 0.064317
3332 | 1 | 9.1388e-05 | 0.00012867 | 0 | 8.8113e-05 | 0.00011416 | 0.0085608 | 0.24787 | 0.5733 | 0.28062 | 0.66308 | 0.019475 | 0
3333 | 1 | 8.0759e-05 | 0.00014561 | 0 | 5.8742e-05 | 0.00011416 | 0 | 0.22808 | 0.5926 | 0.29632 | 0.65988 | 0.03689 | 0
3334 | 1 | 8.7146e-05 | 0.00015663 | 0 | 3.7595e-05 | 0.00011416 | 0 | 0.22527 | 0.6008 | 0.28098 | 0.65969 | 0.028935 | 0
3335 | 1 | 8.8767e-05 | 0.00016632 | 0 | 2.3497e-05 | 0.00011416 | 0 | 0.22614 | 0.5967 | 0.18834 | 0.64388 | 0.013421 | 0
3336 | 1 | 6.9238e-05 | 0.00017516 | 0 | 9.3987e-06 | 0.00011416 | 0 | 0.23157 | 0.5775 | 0.15254 | 0.63196 | 0.0013373 | 0
3337 | 1 | 5.2835e-05 | 0.00018281 | 0 | 5.8742e-06 | 0.00011416 | 0 | 0.22236 | 0.5635 | 0.15534 | 0.62759 | 0.014612 | 0
3338 | 1 | 4.3946e-05 | 0.00018923 | 0 | 2.3497e-06 | 0.00011416 | 0 | 0.21228 | 0.5536 | 0.15802 | 0.62653 | 0.072776 | 0
3339 | 1 | 3.0789e-05 | 0.0001942 | 0 | 1.1748e-06 | 0.00011416 | 0 | 0.20791 | 0.5365 | 0.17701 | 0.63583 | 0.090263 | 0
3340 | 1 | 2.7011e-05 | 0.00019725 | 0 | 1.4098e-05 | 0.00011416 | 0 | 0.20549 | 0.5322 | 0.16107 | 0.62585 | 0.059026 | 0
3341 | 1 | 3.5919e-05 | 0.00019735 | 0 | 3.7595e-05 | 0.00011416 | 0.014053 | 0.18745 | 0.5437 | 0.21305 | 0.63002 | 0.017657 | 0
3342 | 1 | 5.887e-05 | 0.00018326 | 0 | 9.3987e-05 | 0.00011416 | 0.055726 | 0.15739 | 0.4654 | 0.32566 | 0.64921 | 0.00099127 | 0
3343 | 1 | 9.2331e-05 | 0.00015949 | 0 | 0.0001821 | 0.00011416 | 0.14973 | 0.13334 | 0.3225 | 0.32761 | 0.65086 | 0.00071998 | 0
3344 | 1 | 0.00011349 | 0.00013356 | 0 | 0.0001586 | 0.00011416 | 0.27992 | 0.13256 | 0.4128 | 0.3281 | 0.65707 | 0.022384 | 0.10726
3345 | 1 | 0.00012608 | 0.00011176 | 0 | 0.00014685 | 0.00011416 | 0.38863 | 0.14013 | 0.3868 | 0.32457 | 0.65901 | 0.04095 | 0.27941
3346 | 1 | 0.00013296 | 9.2427e-05 | 0 | 0.00016448 | 0.00011416 | 0.46697 | 0.15564 | 0.3528 | 0.31629 | 0.65212 | 0.0314 | 0.31953
3347 | 1 | 0.00014023 | 7.6781e-05 | 0 | 0.00018797 | 0.00011416 | 0.49233 | 0.18415 | 0.3225 | 0.34246 | 0.65348 | 0.014105 | 0.11975
3348 | 1 | 0.00014614 | 6.6145e-05 | 0 | 0.00020677 | 0.00011416 | 0.51785 | 0.20976 | 0.3197 | 0.32518 | 0.65707 | 0.0013373 | 0.7913
3349 | 1 | 0.00014117 | 6.093e-05 | 0 | 0.00018797 | 0.00011416 | 0.51187 | 0.21393 | 0.3334 | 0.28865 | 0.64621 | 0.017378 | 0.86174
3350 | 1 | 0.00013735 | 5.8966e-05 | 0 | 0.00019032 | 0.00011416 | 0.48974 | 0.20539 | 0.3293 | 0.28037 | 0.64669 | 0.084504 | 0.84914
3351 | 1 | 0.00012755 | 5.915e-05 | 0 | 0.00021382 | 0.00011416 | 0.43466 | 0.21315 | 0.313 | 0.26272 | 0.65009 | 0.10529 | 0.59789
3352 | 1 | 0.00011936 | 6.1584e-05 | 0 | 0.00022322 | 0.00011416 | 0.35519 | 0.20753 | 0.305 | 0.21609 | 0.65464 | 0.068347 | 0.06679
3353 | 1 | 0.00011241 | 6.8722e-05 | 0 | 0.00022322 | 0.00011416 | 0.23793 | 0.19443 | 0.2958 | 0.33126 | 0.65319 | 0.020374 | 0.15339
3354 | 1 | 0.00011395 | 8.2058e-05 | 0 | 0.00016448 | 0.00011416 | 0.12276 | 0.189 | 0.2984 | 0.36 | 0.65687 | 0.0010414 | 0.38797
3355 | 1 | 0.0001089 | 0.00010996 | 0 | 0.00011748 | 0.00011416 | 0.040866 | 0.17106 | 0.3389 | 0.27344 | 0.65154 | 0.0010722 | 0.037551
3356 | 1 | 8.508e-05 | 0.00015103 | 0 | 8.8113e-05 | 0.00011416 | 0.0093684 | 0.16699 | 0.4537 | 0.24568 | 0.65329 | 0.02727 | 0
3357 | 1 | 7.5812e-05 | 0.00016886 | 0 | 5.8742e-05 | 0.00011416 | 0 | 0.17572 | 0.5508 | 0.2469 | 0.65794 | 0.047581 | 0
3358 | 1 | 8.4566e-05 | 0.00017962 | 0 | 3.7595e-05 | 0.00011416 | 0 | 0.19298 | 0.5747 | 0.20295 | 0.62992 | 0.035355 | 0
3359 | 1 | 8.631e-05 | 0.0001896 | 0 | 2.3497e-05 | 0.00011416 | 0 | 0.19986 | 0.5536 | 0.18615 | 0.62401 | 0.015172 | 0
3360 | 1 | 6.687e-05 | 0.00019872 | 0 | 9.3987e-06 | 0.00011416 | 0 | 0.19996 | 0.4961 | 0.1316 | 0.6178 | 0.0013373 | 0
3361 | 1 | 5.0989e-05 | 0.00020711 | 0 | 5.8742e-06 | 0.00011416 | 0 | 0.19502 | 0.423 | 0.14755 | 0.62042 | 0.019404 | 0
3362 | 1 | 4.215e-05 | 0.00021478 | 0 | 2.3497e-06 | 0.00011416 | 0 | 0.1764 | 0.3697 | 0.15522 | 0.61926 | 0.092983 | 0
3363 | 1 | 2.8536e-05 | 0.0002204 | 0 | 1.1748e-06 | 0.00011416 | 0 | 0.15913 | 0.3265 | 0.17519 | 0.6148 | 0.11619 | 0
3364 | 1 | 2.4114e-05 | 0.00022284 | 0 | 1.4098e-05 | 0.00011416 | 0 | 0.14769 | 0.2688 | 0.14195 | 0.6114 | 0.075076 | 0
3365 | 1 | 3.3894e-05 | 0.00021938 | 0 | 3.7595e-05 | 0.00011416 | 0.015668 | 0.14042 | 0.221 | 0.19905 | 0.62934 | 0.022332 | 0
3366 | 1 | 6.2604e-05 | 0.00019097 | 0 | 9.3987e-05 | 0.00011416 | 0.065741 | 0.12946 | 0.1831 | 0.29389 | 0.63777 | 0.0010757 | 0
3367 | 1 | 9.8912e-05 | 0.00015393 | 0 | 0.0001821 | 0.00011416 | 0.18123 | 0.10386 | 0.0952 | 0.29961 | 0.64524 | 0.0013616 | 0
3368 | 1 | 0.00012423 | 0.00010613 | 0 | 0.0001586 | 0.00011416 | 0.33161 | 0.10551 | 0.1016 | 0.26771 | 0.65426 | 0.030893 | 0
3369 | 1 | 0.00013733 | 7.402e-05 | 0 | 0.00014685 | 0.00011416 | 0.46438 | 0.11521 | 0.0679 | 0.25554 | 0.63758 | 0.052378 | 0
3370 | 1 | 0.00014455 | 5.1235e-05 | 0 | 0.00016448 | 0.00011416 | 0.52883 | 0.12355 | 0.0503 | 0.27137 | 0.62759 | 0.038168 | 0
3371 | 1 | 0.00015311 | 3.2111e-05 | 0 | 0.00018797 | 0.00011416 | 0.52851 | 0.13596 | 0.0488 | 0.35269 | 0.637 | 0.015913 | 0.0085354
3372 | 1 | 0.00015873 | 1.7283e-05 | 0 | 0.00020677 | 0.00011416 | 0.50105 | 0.14517 | 0.0627 | 0.35111 | 0.64737 | 0.0013373 | 0
3373 | 1 | 0.00015513 | 5.9723e-06 | 0 | 0.00018797 | 0.00011416 | 0.50202 | 0.15021 | 0.0822 | 0.30545 | 0.64369 | 0.023914 | 0.062367
3374 | 1 | 0.00015207 | 0 | 0 | 0.00019032 | 0.00011416 | 0.48151 | 0.15904 | 0.1061 | 0.24117 | 0.63797 | 0.11161 | 0
3375 | 1 | 0.00014189 | 0 | 0 | 0.00021382 | 0.00011416 | 0.44032 | 0.16951 | 0.1377 | 0.22389 | 0.63244 | 0.14018 | 0
3376 | 1 | 0.00013449 | 3.1089e-06 | 0 | 0.00022322 | 0.00011416 | 0.36521 | 0.17116 | 0.1821 | 0.2329 | 0.63264 | 0.089831 | 0
3377 | 1 | 0.00012694 | 1.3192e-05 | 0 | 0.00022322 | 0.00011416 | 0.25149 | 0.16941 | 0.2407 | 0.31227 | 0.63758 | 0.026617 | 0
3378 | 1 | 0.00012595 | 3.0475e-05 | 0 | 0.00016448 | 0.00011416 | 0.12825 | 0.16321 | 0.2739 | 0.37692 | 0.64631 | 0.0011466 | 0
3379 | 1 | 0.00011966 | 6.322e-05 | 0 | 0.00011748 | 0.00011416 | 0.040704 | 0.15283 | 0.2564 | 0.38934 | 0.63845 | 0.0020875 | 0.033039
3380 | 1 | 9.495e-05 | 0.00010791 | 0 | 8.8113e-05 | 0.00011416 | 0.0093684 | 0.15303 | 0.2764 | 0.33479 | 0.62372 | 0.039075 | 0
3381 | 1 | 8.5273e-05 | 0.0001291 | 0 | 5.8742e-05 | 0.00011416 | 0 | 0.17077 | 0.2893 | 0.34259 | 0.62973 | 0.062917 | 0
3382 | 1 | 9.2235e-05 | 0.00014342 | 0 | 3.7595e-05 | 0.00011416 | 0 | 0.18813 | 0.3024 | 0.34344 | 0.62255 | 0.044234 | 0
3383 | 1 | 9.4391e-05 | 0.00015735 | 0 | 2.3497e-05 | 0.00011416 | 0 | 0.19337 | 0.3238 | 0.18237 | 0.60927 | 0.017467 | 0
3384 | 1 | 7.3735e-05 | 0.00017072 | 0 | 9.3987e-06 | 0.00011416 | 0 | 0.18988 | 0.3361 | 0.12296 | 0.5828 | 0.0013373 | 0
3385 | 1 | 5.5544e-05 | 0.00018279 | 0 | 5.8742e-06 | 0.00011416 | 0 | 0.18542 | 0.3238 | 0.12686 | 0.58639 | 0.027722 | 0
3386 | 1 | 4.5157e-05 | 0.00019326 | 0 | 2.3497e-06 | 0.00011416 | 0 | 0.18852 | 0.2867 | 0.11675 | 0.58658 | 0.1271 | 0
3387 | 1 | 3.0674e-05 | 0.00020173 | 0 | 1.1748e-06 | 0.00011416 | 0 | 0.17368 | 0.2419 | 0.11432 | 0.58639 | 0.1602 | 0
3388 | 1 | 2.6115e-05 | 0.0002069 | 0 | 1.4098e-05 | 0.00011416 | 0 | 0.16059 | 0.1831 | 0.12467 | 0.60142 | 0.10208 | 0
3389 | 1 | 3.7368e-05 | 0.00020109 | 0 | 3.7595e-05 | 0.00011416 | 0.016637 | 0.14498 | 0.1275 | 0.187 | 0.61518 | 0.030167 | 0
3390 | 1 | 6.5911e-05 | 0.0001663 | 0 | 9.3987e-05 | 0.00011416 | 0.067356 | 0.13237 | 0.0644 | 0.38069 | 0.62042 | 0.0012018 | 0
3391 | 1 | 0.00010231 | 0.00012759 | 0 | 0.0001821 | 0.00011416 | 0.18382 | 0.11637 | 0.0328 | 0.41405 | 0.63438 | 0.0027751 | 0
3392 | 1 | 0.00012874 | 7.6617e-05 | 0 | 0.0001586 | 0.00011416 | 0.33646 | 0.10851 | 0.0287 | 0.39372 | 0.63923 | 0.046078 | 0.011288
3393 | 1 | 0.00014514 | 3.8615e-05 | 0 | 0.00014685 | 0.00011416 | 0.47262 | 0.11113 | 0.0332 | 0.38836 | 0.62449 | 0.071687 | 0.12637
3394 | 1 | 0.00015293 | 1.2476e-05 | 0 | 0.00016448 | 0.00011416 | 0.55871 | 0.1153 | 0.0366 | 0.35245 | 0.62013 | 0.049183 | 0.27643
3395 | 1 | 0.00015667 | 0 | 0 | 0.00018797 | 0.00011416 | 0.581 | 0.12393 | 0.0545 | 0.32262 | 0.61809 | 0.018696 | 0.33831
3396 | 1 | 0.00015882 | 0 | 0 | 0.00020677 | 0.00011416 | 0.56857 | 0.12917 | 0.0849 | 0.32639 | 0.61877 | 0.0013373 | 0.22023
3397 | 1 | 0.00015105 | 0 | 0 | 0.00018797 | 0.00011416 | 0.54918 | 0.13295 | 0.1217 | 0.28464 | 0.61712 | 0.031913 | 0.15005
3398 | 1 | 0.00014507 | 0 | 0 | 0.00019032 | 0.00011416 | 0.50686 | 0.13858 | 0.1604 | 0.2777 | 0.6275 | 0.14396 | 0
3399 | 1 | 0.0001347 | 0 | 0 | 0.00021382 | 0.00011416 | 0.44129 | 0.1443 | 0.1831 | 0.25931 | 0.62498 | 0.18203 | 0
3400 | 1 | 0.00012614 | 0 | 0 | 0.00022322 | 0.00011416 | 0.34566 | 0.14585 | 0.1701 | 0.30497 | 0.65077 | 0.1154 | 0.24816
3401 | 1 | 0.00012274 | 0 | 0 | 0.00022322 | 0.00011416 | 0.2326 | 0.14663 | 0.1731 | 0.3746 | 0.65319 | 0.03402 | 0.0052929
3402 | 1 | 0.00012546 | 0 | 0 | 0.00016448 | 0.00011416 | 0.11759 | 0.14837 | 0.2021 | 0.4961 | 0.64737 | 0.0012587 | 0.10504
3403 | 1 | 0.00011863 | 2.7141e-05 | 0 | 0.00011748 | 0.00011416 | 0.039735 | 0.14876 | 0.2815 | 0.44327 | 0.62459 | 0.0035994 | 0
3404 | 1 | 9.7896e-05 | 6.7925e-05 | 0 | 8.8113e-05 | 0.00011416 | 0.0092069 | 0.15739 | 0.3897 | 0.32579 | 0.62119 | 0.053873 | 0
3405 | 1 | 9.0458e-05 | 8.5841e-05 | 0 | 5.8742e-05 | 0.00011416 | 0 | 0.16554 | 0.3983 | 0.43207 | 0.62507 | 0.081237 | 0
3406 | 1 | 0.0001002 | 9.8256e-05 | 0 | 3.7595e-05 | 0.00011416 | 0 | 0.17164 | 0.3334 | 0.30131 | 0.61945 | 0.054488 | 0
3407 | 1 | 0.00010229 | 0.00010987 | 0 | 2.3497e-05 | 0.00011416 | 0 | 0.18542 | 0.2713 | 0.18602 | 0.58619 | 0.019982 | 0
3408 | 1 | 8.072e-05 | 0.00011988 | 0 | 9.3987e-06 | 0.00011416 | 0 | 0.19569 | 0.2054 | 0.15705 | 0.54925 | 0.0013373 | 0
3409 | 1 | 6.1572e-05 | 0.00012885 | 0 | 5.8742e-06 | 0.00011416 | 0 | 0.19783 | 0.1691 | 0.14816 | 0.53539 | 0.03493 | 0
3410 | 1 | 4.9485e-05 | 0.00013771 | 0 | 2.3497e-06 | 0.00011416 | 0 | 0.19453 | 0.1604 | 0.12759 | 0.53772 | 0.15599 | 0
3411 | 1 | 3.293e-05 | 0.00014491 | 0 | 1.1748e-06 | 0.00011416 | 0 | 0.18454 | 0.1604 | 0.094595 | 0.54887 | 0.19764 | 0
3412 | 1 | 2.5053e-05 | 0.00015066 | 0 | 1.4098e-05 | 0.00011416 | 0 | 0.16738 | 0.1691 | 0.095325 | 0.55245 | 0.1249 | 0
3413 | 1 | 2.606e-05 | 0.00014812 | 0 | 3.7595e-05 | 0.00011416 | 0.015022 | 0.15099 | 0.1791 | 0.12272 | 0.55788 | 0.036762 | 0
3414 | 1 | 3.865e-05 | 0.00011493 | 0 | 9.3987e-05 | 0.00011416 | 0.057826 | 0.13935 | 0.1308 | 0.17117 | 0.57398 | 0.0012976 | 0
3415 | 1 | 5.862e-05 | 7.8806e-05 | 0 | 0.0001821 | 0.00011416 | 0.14715 | 0.12432 | 0.091 | 0.23703 | 0.5827 | 0.0042308 | 0
3416 | 1 | 8.4294e-05 | 3.8983e-05 | 0 | 0.0001586 | 0.00011416 | 0.25715 | 0.11879 | 0.0937 | 0.26528 | 0.57194 | 0.059529 | 0.10177
3417 | 1 | 0.0001077 | 5.3382e-06 | 0 | 0.00014685 | 0.00011416 | 0.356 | 0.11957 | 0.1002 | 0.27697 | 0.58319 | 0.088053 | 0.062623
3418 | 1 | 0.00011461 | 0 | 0 | 0.00016448 | 0.00011416 | 0.43676 | 0.12684 | 0.1107 | 0.22547 | 0.58707 | 0.058228 | 0.010318
3419 | 1 | 0.00011687 | 0 | 0 | 0.00018797 | 0.00011416 | 0.47908 | 0.13945 | 0.1351 | 0.20928 | 0.58309 | 0.020871 | 0.38312
3420 | 1 | 0.00012485 | 0 | 0 | 0.00020677 | 0.00011416 | 0.47472 | 0.15196 | 0.1456 | 0.21001 | 0.56641 | 0.0013373 | 0.14955
3421 | 1 | 0.00011818 | 0 | 0 | 0.00018797 | 0.00011416 | 0.44225 | 0.16311 | 0.1483 | 0.09289 | 0.54867 | 0.039802 | 0.3262
3422 | 1 | 0.00010976 | 0 | 0 | 0.00019032 | 0.00011416 | 0.40284 | 0.17436 | 0.1672 | 0.079742 | 0.54557 | 0.17527 | 0.86438
3423 | 1 | 9.931e-05 | 0 | 0 | 0.00021382 | 0.00011416 | 0.34518 | 0.1923 | 0.1831 | 0.10373 | 0.551 | 0.22268 | 0.70899
3424 | 1 | 9.2786e-05 | 0 | 0 | 0.00022322 | 0.00011416 | 0.27362 | 0.20413 | 0.2054 | 0.15729 | 0.55691 | 0.14009 | 0.37175
3425 | 1 | 9.1162e-05 | 0 | 0 | 0.00022322 | 0.00011416 | 0.18398 | 0.20946 | 0.236 | 0.2682 | 0.56195 | 0.041147 | 0.039535
3426 | 1 | 9.5523e-05 | 0 | 0 | 0.00016448 | 0.00011416 | 0.098046 | 0.2116 | 0.2676 | 0.34112 | 0.57853 | 0.0013575 | 0.31465
3427 | 1 | 9.6815e-05 | 9.1221e-06 | 0 | 0.00011748 | 0.00011416 | 0.034082 | 0.18997 | 0.3711 | 0.3522 | 0.57572 | 0.0053101 | 0.11348
3428 | 1 | 8.1112e-05 | 4.3831e-05 | 0 | 8.8113e-05 | 0.00011416 | 0.0088839 | 0.18978 | 0.5522 | 0.32566 | 0.57737 | 0.068734 | 0
3429 | 1 | 7.5343e-05 | 6.138e-05 | 0 | 5.8742e-05 | 0.00011416 | 0 | 0.20025 | 0.6717 | 0.35013 | 0.58173 | 0.098975 | 0
3430 | 1 | 8.6413e-05 | 7.5472e-05 | 0 | 3.7595e-05 | 0.00011416 | 0 | 0.19657 | 0.6288 | 0.32591 | 0.55468 | 0.064153 | 0
3431 | 1 | 8.9922e-05 | 9.0771e-05 | 0 | 2.3497e-05 | 0.00011416 | 0 | 0.18619 | 0.5508 | 0.21086 | 0.52627 | 0.022253 | 0
3432 | 1 | 7.1599e-05 | 0.00010515 | 0 | 9.3987e-06 | 0.00011416 | 0 | 0.16912 | 0.4888 | 0.093986 | 0.4874 | 0.0013373 | 0
3433 | 1 | 5.3752e-05 | 0.0001182 | 0 | 5.8742e-06 | 0.00011416 | 0 | 0.14924 | 0.4625 | 0.048454 | 0.47014 | 0.04329 | 0
3434 | 1 | 4.0664e-05 | 0.00012941 | 0 | 2.3497e-06 | 0.00011416 | 0 | 0.14013 | 0.4288 | 0.045897 | 0.45685 | 0.18897 | 0
3435 | 1 | 2.3054e-05 | 0.00013931 | 0 | 1.1748e-06 | 0.00011416 | 0 | 0.12607 | 0.3883 | 0.043341 | 0.46403 | 0.2405 | 0
3436 | 1 | 1.3016e-05 | 0.00014814 | 0 | 1.4098e-05 | 0.00011416 | 0 | 0.11879 | 0.357 | 0.045045 | 0.46655 | 0.15088 | 0
3437 | 1 | 1.1553e-05 | 0.00014726 | 0 | 3.7595e-05 | 0.00011416 | 0.015829 | 0.10677 | 0.3347 | 0.056976 | 0.4778 | 0.044255 | 0
3438 | 1 | 1.8086e-05 | 0.00011654 | 0 | 9.3987e-05 | 0.00011416 | 0.060733 | 0.09232 | 0.2313 | 0.065133 | 0.4777 | 0.0013984 | 0
3439 | 1 | 3.4901e-05 | 7.8028e-05 | 0 | 0.0001821 | 0.00011416 | 0.15442 | 0.07467 | 0.1046 | 0.12284 | 0.49118 | 0.006123 | 0
3440 | 1 | 6.0205e-05 | 2.8962e-05 | 0 | 0.0001586 | 0.00011416 | 0.2817 | 0.071664 | 0.0829 | 0.14086 | 0.51212 | 0.07537 | 0.050265
3441 | 1 | 8.0769e-05 | 0 | 0 | 0.00014685 | 0.00011416 | 0.40268 | 0.074864 | 0.0765 | 0.13148 | 0.51532 | 0.10674 | 0.14067
3442 | 1 | 8.8397e-05 | 0 | 0 | 0.00016448 | 0.00011416 | 0.49814 | 0.076028 | 0.0715 | 0.12759 | 0.52026 | 0.068319 | 0.48919
3443 | 1 | 9.3292e-05 | 0 | 0 | 0.00018797 | 0.00011416 | 0.54353 | 0.072052 | 0.0721 | 0.17068 | 0.50524 | 0.023208 | 0.81316
3444 | 1 | 0.00010309 | 0 | 0 | 0.00020677 | 0.00011416 | 0.52657 | 0.071082 | 0.0777 | 0.097273 | 0.47314 | 0.0013373 | 0.90332
3445 | 1 | 9.5364e-05 | 0 | 0 | 0.00018797 | 0.00011416 | 0.48183 | 0.072828 | 0.0835 | 0.048332 | 0.45782 | 0.046976 | 0.98367
3446 | 1 | 8.5082e-05 | 0 | 0 | 0.00019032 | 0.00011416 | 0.42077 | 0.081265 | 0.0796 | 0.045289 | 0.46064 | 0.20336 | 1.0065
3447 | 1 | 7.5792e-05 | 0 | 0 | 0.00021382 | 0.00011416 | 0.36925 | 0.090865 | 0.093 | 0.044315 | 0.46849 | 0.25925 | 0.94896
3448 | 1 | 7.0102e-05 | 0 | 0 | 0.00022322 | 0.00011416 | 0.28751 | 0.09552 | 0.1177 | 0.069394 | 0.47654 | 0.1622 | 0.63574
3449 | 1 | 6.9611e-05 | 0 | 0 | 0.00022322 | 0.00011416 | 0.19189 | 0.099496 | 0.1394 | 0.19966 | 0.51677 | 0.047516 | 0.031501
3450 | 1 | 7.5778e-05 | 0 | 0 | 0.00016448 | 0.00011416 | 0.10435 | 0.093677 | 0.1821 | 0.22145 | 0.54722 | 0.0014402 | 0.1252
3451 | 1 | 8.366e-05 | 0 | 0 | 0.00011748 | 0.00011416 | 0.037312 | 0.097071 | 0.2384 | 0.26126 | 0.5479 | 0.0070149 | 0.087393
3452 | 1 | 7.5097e-05 | 3.1927e-05 | 0 | 8.8113e-05 | 0.00011416 | 0.0093684 | 0.10008 | 0.3403 | 0.23947 | 0.54508 | 0.082421 | 0
3453 | 1 | 7.2351e-05 | 5.0212e-05 | 0 | 5.8742e-05 | 0.00011416 | 0 | 0.10105 | 0.4215 | 0.30862 | 0.55546 | 0.11489 | 0
3454 | 1 | 8.4158e-05 | 6.3364e-05 | 0 | 3.7595e-05 | 0.00011416 | 0 | 0.097071 | 0.4085 | 0.30472 | 0.53267 | 0.072661 | 0
3455 | 1 | 8.8297e-05 | 7.631e-05 | 0 | 2.3497e-05 | 0.00011416 | 0 | 0.099205 | 0.3542 | 0.20672 | 0.49816 | 0.02419 | 0
3456 | 1 | 6.9462e-05 | 8.7334e-05 | 0 | 9.3987e-06 | 0.00011416 | 0 | 0.093289 | 0.2815 | 0.073168 | 0.45986 | 0.0013373 | 0
3457 | 1 | 5.275e-05 | 9.5925e-05 | 0 | 5.8742e-06 | 0.00011416 | 0 | 0.089313 | 0.2279 | 0.056367 | 0.44192 | 0.050866 | 0
3458 | 1 | 4.1688e-05 | 0.00010278 | 0 | 2.3497e-06 | 0.00011416 | 0 | 0.088344 | 0.1652 | 0.053811 | 0.4362 | 0.21846 | 0
3459 | 1 | 2.6687e-05 | 0.00010875 | 0 | 1.1748e-06 | 0.00011416 | 0 | 0.081846 | 0.1359 | 0.049428 | 0.44057 | 0.27895 | 0
3460 | 1 | 1.9572e-05 | 0.00011448 | 0 | 1.4098e-05 | 0.00011416 | 0 | 0.076513 | 0.1169 | 0.064037 | 0.45695 | 0.17408 | 0
3461 | 1 | 2.0542e-05 | 0.00011308 | 0 | 3.7595e-05 | 0.00011416 | 0.015183 | 0.075058 | 0.125 | 0.06282 | 0.46577 | 0.050934 | 0
3462 | 1 | 2.93e-05 | 8.578e-05 | 0 | 9.3987e-05 | 0.00011416 | 0.056857 | 0.073798 | 0.1275 | 0.063185 | 0.46878 | 0.0014827 | 0
3463 | 1 | 4.5494e-05 | 5.7166e-05 | 0 | 0.0001821 | 0.00011416 | 0.13293 | 0.076222 | 0.1862 | 0.086925 | 0.48807 | 0.0079894 | 0
3464 | 1 | 6.7558e-05 | 2.573e-05 | 0 | 0.0001586 | 0.00011416 | 0.22097 | 0.082719 | 0.254 | 0.12223 | 0.50504 | 0.089897 | 0.13198
3465 | 1 | 8.8467e-05 | 3.7634e-06 | 0 | 0.00014685 | 0.00011416 | 0.30948 | 0.09232 | 0.2713 | 0.13404 | 0.50708 | 0.12346 | 0.25877
3466 | 1 | 9.9984e-05 | 0 | 0 | 0.00016448 | 0.00011416 | 0.37506 | 0.10648 | 0.2626 | 0.18882 | 0.50882 | 0.077184 | 0.47024
3467 | 1 | 0.00010722 | 0 | 0 | 0.00018797 | 0.00011416 | 0.41253 | 0.12161 | 0.2688 | 0.19881 | 0.52114 | 0.025199 | 0.52714
3468 | 1 | 0.0001172 | 0 | 0 | 0.00020677 | 0.00011416 | 0.42126 | 0.13993 | 0.2919 | 0.15486 | 0.51687 | 0.0013373 | 0.64366
3469 | 1 | 0.0001096 | 0 | 0 | 0.00018797 | 0.00011416 | 0.42578 | 0.157 | 0.3143 | 0.14013 | 0.4905 | 0.052888 | 0.70161
3470 | 1 | 0.00010119 | 0 | 0 | 0.00019032 | 0.00011416 | 0.4072 | 0.18134 | 0.3417 | 0.12783 | 0.47217 | 0.22628 | 0.76578
3471 | 1 | 9.1663e-05 | 0 | 0 | 0.00021382 | 0.00011416 | 0.36892 | 0.20132 | 0.3725 | 0.13842 | 0.47266 | 0.28916 | 0.59778
3472 | 1 | 8.6219e-05 | 0 | 0 | 0.00022322 | 0.00011416 | 0.30496 | 0.24137 | 0.4215 | 0.1411 | 0.47692 | 0.18023 | 0.58523
3473 | 1 | 8.605e-05 | 0 | 0 | 0.00022322 | 0.00011416 | 0.20804 | 0.26319 | 0.4771 | 0.16606 | 0.49476 | 0.052702 | 0.030086
3474 | 1 | 9.4212e-05 | 0 | 0 | 0.00016448 | 0.00011416 | 0.10887 | 0.25262 | 0.4771 | 0.28902 | 0.52909 | 0.0015043 | 0.15944
3475 | 1 | 9.5106e-05 | 2.4503e-05 | 0 | 0.00011748 | 0.00011416 | 0.039251 | 0.23759 | 0.5091 | 0.27271 | 0.53655 | 0.0085089 | 0.14548
3476 | 1 | 7.9985e-05 | 5.958e-05 | 0 | 8.8113e-05 | 0.00011416 | 0.0096915 | 0.21451 | 0.6008 | 0.24945 | 0.5382 | 0.0938 | 0
3477 | 1 | 7.3419e-05 | 7.9358e-05 | 0 | 5.8742e-05 | 0.00011416 | 0 | 0.22314 | 0.6262 | 0.31556 | 0.53791 | 0.12789 | 0
3478 | 1 | 8.2888e-05 | 9.2366e-05 | 0 | 3.7595e-05 | 0.00011416 | 0 | 0.21713 | 0.5635 | 0.22559 | 0.53723 | 0.079513 | 0
3479 | 1 | 8.6253e-05 | 0.00010249 | 0 | 2.3497e-05 | 0.00011416 | 0 | 0.20462 | 0.5019 | 0.13039 | 0.49952 | 0.025714 | 0
3480 | 1 | 6.7533e-05 | 0.00011192 | 0 | 9.3987e-06 | 0.00011416 | 0 | 0.18794 | 0.439 | 0.074385 | 0.46025 | 0.0013373 | 0
3481 | 1 | 5.2173e-05 | 0.0001202 | 0 | 5.8742e-06 | 0.00011416 | 0 | 0.17135 | 0.4288 | 0.067811 | 0.44124 | 0.054964 | 0
3482 | 1 | 4.2984e-05 | 0.00012724 | 0 | 2.3497e-06 | 0.00011416 | 0 | 0.16612 | 0.3998 | 0.076577 | 0.44367 | 0.23429 | 0
3483 | 1 | 2.9089e-05 | 0.00013274 | 0 | 1.1748e-06 | 0.00011416 | 0 | 0.16631 | 0.3854 | 0.063185 | 0.45075 | 0.29961 | 0
3484 | 1 | 2.5209e-05 | 0.00013759 | 0 | 1.4098e-05 | 0.00011416 | 0.0045227 | 0.1569 | 0.3598 | 0.07889 | 0.47246 | 0.18653 | 0
3485 | 1 | 3.5462e-05 | 0.00013699 | 0 | 3.7595e-05 | 0.00011416 | 0.015829 | 0.16107 | 0.309 | 0.11614 | 0.51978 | 0.054511 | 0
3486 | 1 | 6.2298e-05 | 0.00011552 | 0 | 9.3987e-05 | 0.00011416 | 0.059118 | 0.14983 | 0.212 | 0.27234 | 0.54421 | 0.0015261 | 0
3487 | 1 | 9.5918e-05 | 8.895e-05 | 0 | 0.0001821 | 0.00011416 | 0.14376 | 0.12907 | 0.1585 | 0.46445 | 0.58765 | 0.0090503 | 0
3488 | 1 | 0.00011985 | 5.9968e-05 | 0 | 0.0001586 | 0.00011416 | 0.25101 | 0.14284 | 0.1801 | 0.44047 | 0.59317 | 0.097813 | 0.12263
3489 | 1 | 0.00013613 | 3.2582e-05 | 0 | 0.00014685 | 0.00011416 | 0.34986 | 0.14827 | 0.1781 | 0.43438 | 0.58716 | 0.13243 | 0.34105
3490 | 1 | 0.00014603 | 1.1658e-05 | 0 | 0.00016448 | 0.00011416 | 0.42174 | 0.14886 | 0.1529 | 0.44168 | 0.58891 | 0.08189 | 0.55936
3491 | 1 | 0.00015343 | 0 | 0 | 0.00018797 | 0.00011416 | 0.45695 | 0.157 | 0.1385 | 0.41381 | 0.56981 | 0.026235 | 0.75468
3492 | 1 | 0.00015676 | 0 | 0 | 0.00020677 | 0.00011416 | 0.46584 | 0.15758 | 0.1225 | 0.38154 | 0.567 | 0.0013373 | 0.91887
3493 | 1 | 0.00015186 | 0 | 0 | 0.00018797 | 0.00011416 | 0.47698 | 0.15826 | 0.1114 | 0.35074 | 0.55177 | 0.054964 | 0.91174
3494 | 1 | 0.00014799 | 0 | 0 | 0.00019032 | 0.00011416 | 0.45792 | 0.15564 | 0.1153 | 0.26443 | 0.54382 | 0.23429 | 1.0058
3495 | 1 | 0.00013896 | 0 | 0 | 0.00021382 | 0.00011416 | 0.41496 | 0.16166 | 0.1412 | 0.26735 | 0.54625 | 0.29961 | 0.91456
3496 | 1 | 0.00013239 | 0 | 0 | 0.00022322 | 0.00011416 | 0.33856 | 0.16786 | 0.1831 | 0.23837 | 0.57233 | 0.18653 | 0.87081
3497 | 1 | 0.00012749 | 0 | 0 | 0.00022322 | 0.00011416 | 0.23728 | 0.17358 | 0.2372 | 0.2945 | 0.58571 | 0.054511 | 0.091238
3498 | 1 | 0.00013109 | 3.2316e-06 | 0 | 0.00016448 | 0.00011416 | 0.12534 | 0.16156 | 0.2713 | 0.33565 | 0.59279 | 0.0015261 | 0.32354
3499 | 1 | 0.00012429 | 3.0332e-05 | 0 | 0.00011748 | 0.00011416 | 0.042158 | 0.15147 | 0.3143 | 0.327 | 0.59211 | 0.0090503 | 0.049441
3500 | 1 | 0.00010113 | 6.8497e-05 | 0 | 8.8113e-05 | 0.00011416 | 0.010338 | 0.14866 | 0.4215 | 0.22462 | 0.57378 | 0.097813 | 0
3501 | 1 | 8.8522e-05 | 9.0402e-05 | 0 | 5.8742e-05 | 0.00011416 | 0 | 0.14711 | 0.5508 | 0.33346 | 0.57824 | 0.13243 | 0
3502 | 1 | 9.493e-05 | 0.00010572 | 0 | 3.7595e-05 | 0.00011416 | 0 | 0.14682 | 0.5844 | 0.24154 | 0.54925 | 0.08189 | 0
3503 | 1 | 9.6041e-05 | 0.00011979 | 0 | 2.3497e-05 | 0.00011416 | 0 | 0.14139 | 0.5465 | 0.1467 | 0.50727 | 0.026235 | 0
3504 | 1 | 7.4397e-05 | 0.0001337 | 0 | 9.3987e-06 | 0.00011416 | 0 | 0.13829 | 0.499 | 0.087777 | 0.48662 | 0.0013373 | 0
3505 | 1 | 5.5947e-05 | 0.00014642 | 0 | 5.8742e-06 | 0.00011416 | 0 | 0.13353 | 0.4654 | 0.076577 | 0.47838 | 0.054964 | 0
3506 | 1 | 4.5019e-05 | 0.00015769 | 0 | 2.3497e-06 | 0.00011416 | 0 | 0.13043 | 0.4215 | 0.079864 | 0.47508 | 0.23429 | 0
3507 | 1 | 3.12e-05 | 0.000167 | 0 | 1.1748e-06 | 0.00011416 | 0 | 0.12248 | 0.3797 | 0.10348 | 0.47363 | 0.29961 | 0
3508 | 1 | 2.7341e-05 | 0.00017428 | 0 | 1.4098e-05 | 0.00011416 | 0.0046842 | 0.11288 | 0.3334 | 0.14256 | 0.47731 | 0.18653 | 0
3509 | 1 | 3.6187e-05 | 0.00017021 | 0 | 3.7595e-05 | 0.00011416 | 0.017929 | 0.10706 | 0.2919 | 0.14646 | 0.49884 | 0.054511 | 0
3510 | 1 | 6.4513e-05 | 0.00013178 | 0 | 9.3987e-05 | 0.00011416 | 0.070263 | 0.097071 | 0.1811 | 0.30947 | 0.51648 | 0.0015261 | 0
3511 | 1 | 0.00010158 | 8.805e-05 | 0 | 0.0001821 | 0.00011416 | 0.1822 | 0.083301 | 0.0765 | 0.39384 | 0.52531 | 0.0090503 | 0
3512 | 1 | 0.00013086 | 3.704e-05 | 0 | 0.0001586 | 0.00011416 | 0.33452 | 0.083107 | 0.0566 | 0.36097 | 0.51988 | 0.097813 | 0.13244
3513 | 1 | 0.00014631 | 5.3178e-06 | 0 | 0.00014685 | 0.00011416 | 0.47294 | 0.085628 | 0.0246 | 0.29803 | 0.52375 | 0.13243 | 0.36023
3514 | 1 | 0.00015026 | 0 | 0 | 0.00016448 | 0.00011416 | 0.55403 | 0.087568 | 0.0108 | 0.35878 | 0.53471 | 0.08189 | 0.58031
3515 | 1 | 0.00015289 | 0 | 0 | 0.00018797 | 0.00011416 | 0.59522 | 0.089798 | 0.0022 | 0.45812 | 0.54218 | 0.026235 | 0.75515
3516 | 1 | 0.00015627 | 0 | 0 | 0.00020677 | 0.00011416 | 0.602 | 0.093483 | 0 | 0.28184 | 0.51648 | 0.0013373 | 0.98769
3517 | 1 | 0.00015081 | 0 | 0 | 0.00018797 | 0.00011416 | 0.60475 | 0.094744 | 0.0002 | 0.21549 | 0.4936 | 0.054964 | 1.0197
3518 | 1 | 0.0001476 | 0 | 0 | 0.00019032 | 0.00011416 | 0.5865 | 0.095229 | 0.0157 | 0.18785 | 0.50048 | 0.23429 | 1.1142
3519 | 1 | 0.00013813 | 0 | 0 | 0.00021382 | 0.00011416 | 0.52786 | 0.097168 | 0.0468 | 0.17872 | 0.50659 | 0.29961 | 0.91373
3520 | 1 | 0.00013064 | 0 | 0 | 0.00022322 | 0.00011416 | 0.43095 | 0.10047 | 0.0822 | 0.17994 | 0.53141 | 0.18653 | 0.84492
3521 | 1 | 0.00012596 | 0 | 0 | 0.00022322 | 0.00011416 | 0.29365 | 0.10163 | 0.1209 | 0.2223 | 0.55682 | 0.054511 | 0.15848
3522 | 1 | 0.00012928 | 0 | 0 | 0.00016448 | 0.00011416 | 0.14812 | 0.095617 | 0.1711 | 0.34989 | 0.56467 | 0.0015261 | 0.3307
3523 | 1 | 0.00013139 | 0 | 0 | 0.00011748 | 0.00011416 | 0.048296 | 0.085822 | 0.2455 | 0.33772 | 0.57359 | 0.0090503 | 0.095238
3524 | 1 | 0.00010843 | 4.0906e-05 | 0 | 8.8113e-05 | 0.00011416 | 0.011145 | 0.085822 | 0.3883 | 0.3589 | 0.58328 | 0.097813 | 0
3525 | 1 | 9.7162e-05 | 6.3548e-05 | 0 | 5.8742e-05 | 0.00011416 | 0 | 0.096974 | 0.4844 | 0.31398 | 0.57844 | 0.13243 | 0
3526 | 1 | 0.00010446 | 7.7701e-05 | 0 | 3.7595e-05 | 0.00011416 | 0 | 0.10754 | 0.48 | 0.25846 | 0.54179 | 0.08189 | 0
3527 | 1 | 0.00010436 | 9.1732e-05 | 0 | 2.3497e-05 | 0.00011416 | 0 | 0.11443 | 0.3969 | 0.14305 | 0.5127 | 0.026235 | 0
3528 | 1 | 8.3225e-05 | 0.0001066 | 0 | 9.3987e-06 | 0.00011416 | 0 | 0.12713 | 0.3403 | 0.10019 | 0.47896 | 0.0013373 | 0
3529 | 1 | 6.5147e-05 | 0.00011785 | 0 | 5.8742e-06 | 0.00011416 | 0 | 0.13809 | 0.3998 | 0.089238 | 0.44813 | 0.052888 | 0
3530 | 1 | 5.5422e-05 | 0.00012534 | 0 | 2.3497e-06 | 0.00011416 | 0 | 0.15458 | 0.4376 | 0.078159 | 0.43901 | 0.22628 | 0
3531 | 1 | 4.1381e-05 | 0.00013204 | 0 | 1.1748e-06 | 0.00011416 | 0 | 0.16728 | 0.3911 | 0.069881 | 0.43901 | 0.28916 | 0
3532 | 1 | 3.5481e-05 | 0.00013861 | 0 | 1.4098e-05 | 0.00011416 | 0.0045227 | 0.17203 | 0.3279 | 0.079742 | 0.4459 | 0.18023 | 0
3533 | 1 | 4.3803e-05 | 0.00013554 | 0 | 3.7595e-05 | 0.00011416 | 0.017929 | 0.16292 | 0.2777 | 0.094595 | 0.45967 | 0.052702 | 0
3534 | 1 | 7.0112e-05 | 0.00010351 | 0 | 9.3987e-05 | 0.00011416 | 0.069133 | 0.14071 | 0.1801 | 0.21902 | 0.49758 | 0.0015043 | 0
3535 | 1 | 0.00010507 | 6.7822e-05 | 0 | 0.0001821 | 0.00011416 | 0.18285 | 0.11521 | 0.1225 | 0.31227 | 0.516 | 0.0085089 | 0
3536 | 1 | 0.00013053 | 2.6671e-05 | 0 | 0.0001586 | 0.00011416 | 0.32822 | 0.10328 | 0.1061 | 0.30789 | 0.52938 | 0.0938 | 0.12535
3537 | 1 | 0.00014512 | 0 | 0 | 0.00014685 | 0.00011416 | 0.45017 | 0.10929 | 0.1046 | 0.26357 | 0.54082 | 0.12789 | 0.34065
3538 | 1 | 0.00014915 | 0 | 0 | 0.00016448 | 0.00011416 | 0.52948 | 0.12723 | 0.1069 | 0.21147 | 0.53791 | 0.079513 | 0.57987
3539 | 1 | 0.00015178 | 0 | 0 | 0.00018797 | 0.00011416 | 0.57826 | 0.16301 | 0.1193 | 0.18444 | 0.50359 | 0.025714 | 0.78294
3540 | 1 | 0.00015394 | 0 | 0 | 0.00020677 | 0.00011416 | 0.59441 | 0.19375 | 0.1539 | 0.19138 | 0.49874 | 0.0013373 | 1.0176
3541 | 1 | 0.00014992 | 0 | 0 | 0.00018797 | 0.00011416 | 0.58763 | 0.20122 | 0.1989 | 0.15693 | 0.48817 | 0.048895 | 1.0189
3542 | 1 | 0.00014712 | 0 | 0 | 0.00019032 | 0.00011416 | 0.55322 | 0.20617 | 0.2564 | 0.10908 | 0.47741 | 0.21082 | 0.45253
3543 | 1 | 0.00013864 | 0 | 0 | 0.00021382 | 0.00011416 | 0.49265 | 0.21121 | 0.309 | 0.16557 | 0.48643 | 0.26898 | 0.8151
3544 | 1 | 0.00013178 | 0 | 0 | 0.00022322 | 0.00011416 | 0.39977 | 0.21189 | 0.3403 | 0.24385 | 0.49069 | 0.16807 | 0.81533
3545 | 1 | 0.00012681 | 0 | 0 | 0.00022322 | 0.00011416 | 0.26894 | 0.19511 | 0.364 | 0.24312 | 0.52075 | 0.049205 | 0.15021
3546 | 1 | 0.0001314 | 0 | 0 | 0.00016448 | 0.00011416 | 0.13471 | 0.15332 | 0.3669 | 0.38824 | 0.5511 | 0.0014614 | 0.3317
3547 | 1 | 0.00013243 | 1.6362e-07 | 0 | 0.00011748 | 0.00011416 | 0.044742 | 0.11094 | 0.3542 | 0.46689 | 0.55779 | 0.0074916 | 0.11118
3548 | 1 | 0.00010909 | 3.9024e-05 | 0 | 8.8113e-05 | 0.00011416 | 0.010499 | 0.082816 | 0.364 | 0.43596 | 0.57592 | 0.086105 | 0
3549 | 1 | 9.8395e-05 | 5.7718e-05 | 0 | 5.8742e-05 | 0.00011416 | 0 | 0.072052 | 0.3955 | 0.41612 | 0.56525 | 0.11912 | 0
3550 | 1 | 0.00010576 | 6.9131e-05 | 0 | 3.7595e-05 | 0.00011416 | 0 | 0.065167 | 0.4012 | 0.43255 | 0.55022 | 0.0749 | 0
3551 | 1 | 0.00010837 | 8.083e-05 | 0 | 2.3497e-05 | 0.00011416 | 0 | 0.061288 | 0.3854 | 0.23521 | 0.49418 | 0.024691 | 0
3552 | 1 | 8.6746e-05 | 9.4432e-05 | 0 | 9.3987e-06 | 0.00011416 | 0 | 0.060027 | 0.3514 | 0.10287 | 0.45492 | 0.0013373 | 0
3553 | 1 | 6.9107e-05 | 0.00010255 | 0 | 5.8742e-06 | 0.00011416 | 0 | 0.056827 | 0.3279 | 0.15766 | 0.44435 | 0.046976 | 0
3554 | 1 | 6.0527e-05 | 0.00010752 | 0 | 2.3497e-06 | 0.00011416 | 0 | 0.055954 | 0.332 | 0.10689 | 0.44357 | 0.20336 | 0
3555 | 1 | 4.7056e-05 | 0.00011292 | 0 | 1.1748e-06 | 0.00011416 | 0 | 0.063033 | 0.3542 | 0.09569 | 0.44561 | 0.25925 | 0
3556 | 1 | 4.1897e-05 | 0.00011908 | 0 | 1.4098e-05 | 0.00011416 | 0.0043612 | 0.064682 | 0.3444 | 0.085464 | 0.44251 | 0.1622 | 0
3557 | 1 | 4.8835e-05 | 0.00011918 | 0 | 3.7595e-05 | 0.00011416 | 0.017122 | 0.071082 | 0.3077 | 0.21646 | 0.47053 | 0.047516 | 0
3558 | 1 | 7.2356e-05 | 9.5066e-05 | 0 | 9.3987e-05 | 0.00011416 | 0.065094 | 0.074379 | 0.2098 | 0.36633 | 0.49855 | 0.0014402 | 0
3559 | 1 | 0.00010427 | 6.9663e-05 | 0 | 0.0001821 | 0.00011416 | 0.16217 | 0.079325 | 0.1894 | 0.43621 | 0.54353 | 0.0070149 | 0
3560 | 1 | 0.00012691 | 4.0681e-05 | 0 | 0.0001586 | 0.00011416 | 0.27879 | 0.095132 | 0.2233 | 0.44789 | 0.57427 | 0.082421 | 0.12537
3561 | 1 | 0.00014158 | 1.4072e-05 | 0 | 0.00014685 | 0.00011416 | 0.38459 | 0.13373 | 0.2325 | 0.38568 | 0.59511 | 0.11489 | 0.32859
3562 | 1 | 0.000148 | 0 | 0 | 0.00016448 | 0.00011416 | 0.46002 | 0.17931 | 0.2764 | 0.35306 | 0.58309 | 0.072661 | 0.57947
3563 | 1 | 0.0001501 | 0 | 0 | 0.00018797 | 0.00011416 | 0.50686 | 0.22692 | 0.3683 | 0.33516 | 0.56438 | 0.02419 | 0.6986
3564 | 1 | 0.00015226 | 0 | 0 | 0.00020677 | 0.00011416 | 0.52447 | 0.27201 | 0.5062 | 0.27916 | 0.54179 | 0.0013373 | 0.41352
3565 | 1 | 0.00014634 | 0 | 0 | 0.00018797 | 0.00011416 | 0.52302 | 0.30702 | 0.6288 | 0.21561 | 0.53093 | 0.041522 | 0.33538
3566 | 1 | 0.00014211 | 0 | 0 | 0.00019032 | 0.00011416 | 0.49556 | 0.3558 | 0.7025 | 0.1506 | 0.50388 | 0.18203 | 0.30777
3567 | 1 | 0.00013273 | 0 | 0 | 0.00021382 | 0.00011416 | 0.42546 | 0.37131 | 0.729 | 0.12686 | 0.49544 | 0.23148 | 0.44072
3568 | 1 | 0.00012549 | 0 | 0 | 0.00022322 | 0.00011416 | 0.33759 | 0.36055 | 0.7417 | 0.159 | 0.49825 | 0.14542 | 0.58688
3569 | 1 | 0.00012283 | 0 | 0 | 0.00022322 | 0.00011416 | 0.22533 | 0.33049 | 0.7406 | 0.30972 | 0.50834 | 0.042682 | 0
3570 | 1 | 0.00012523 | 0 | 0 | 0.00016448 | 0.00011416 | 0.11888 | 0.30528 | 0.716 | 0.34843 | 0.5255 | 0.0013779 | 0.017127
3571 | 1 | 0.00012222 | 1.1536e-05 | 0 | 0.00011748 | 0.00011416 | 0.039574 | 0.29383 | 0.6392 | 0.38313 | 0.5414 | 0.0057069 | 0
3572 | 1 | 0.00010242 | 4.4219e-05 | 0 | 8.8113e-05 | 0.00011416 | 0.010015 | 0.27599 | 0.5178 | 0.28305 | 0.55371 | 0.072001 | 0
3573 | 1 | 9.218e-05 | 6.2361e-05 | 0 | 5.8742e-05 | 0.00011416 | 0 | 0.25524 | 0.4595 | 0.26844 | 0.55497 | 0.10281 | 0
3574 | 1 | 0.00010109 | 7.4817e-05 | 0 | 3.7595e-05 | 0.00011416 | 0 | 0.24719 | 0.4566 | 0.24629 | 0.54887 | 0.066214 | 0
3575 | 1 | 0.00010354 | 8.7396e-05 | 0 | 2.3497e-05 | 0.00011416 | 0 | 0.24118 | 0.4405 | 0.14792 | 0.50194 | 0.022727 | 0
3576 | 1 | 8.0092e-05 | 9.8747e-05 | 0 | 9.3987e-06 | 0.00011416 | 0 | 0.23507 | 0.423 | 0.072316 | 0.46849 | 0.0013373 | 0
3577 | 1 | 6.173e-05 | 0.00010983 | 0 | 5.8742e-06 | 0.00011416 | 0 | 0.22033 | 0.3768 | 0.065863 | 0.45395 | 0.038131 | 0
3578 | 1 | 4.9774e-05 | 0.00011961 | 0 | 2.3497e-06 | 0.00011416 | 0 | 0.19317 | 0.3184 | 0.056489 | 0.4457 | 0.16868 | 0
3579 | 1 | 3.3481e-05 | 0.00012847 | 0 | 1.1748e-06 | 0.00011416 | 0 | 0.15244 | 0.2701 | 0.064159 | 0.44648 | 0.21411 | 0
3580 | 1 | 2.4787e-05 | 0.00013628 | 0 | 1.4098e-05 | 0.00011416 | 0.0045227 | 0.13033 | 0.2021 | 0.063185 | 0.44551 | 0.1349 | 0
3581 | 1 | 2.5207e-05 | 0.00013423 | 0 | 3.7595e-05 | 0.00011416 | 0.015829 | 0.1123 | 0.1633 | 0.072194 | 0.4457 | 0.039648 | 0
3582 | 1 | 3.3669e-05 | 0.00011161 | 0 | 9.3987e-05 | 0.00011416 | 0.057987 | 0.086113 | 0.1209 | 0.11809 | 0.45278 | 0.0013373 | 0
3583 | 1 | 5.2328e-05 | 8.2446e-05 | 0 | 0.0001821 | 0.00011416 | 0.14731 | 0.066427 | 0.1024 | 0.17178 | 0.46451 | 0.0049321 | 0
3584 | 1 | 7.4907e-05 | 5.1521e-05 | 0 | 0.0001586 | 0.00011416 | 0.26668 | 0.076707 | 0.0518 | 0.15437 | 0.4714 | 0.065567 | 0
3585 | 1 | 9.6578e-05 | 2.4789e-05 | 0 | 0.00014685 | 0.00011416 | 0.36876 | 0.10279 | 0.0146 | 0.12856 | 0.47159 | 0.09524 | 0
3586 | 1 | 0.00010892 | 1.759e-06 | 0 | 0.00016448 | 0.00011416 | 0.43822 | 0.12452 | 0.0072 | 0.10969 | 0.4712 | 0.062136 | 0.035044
3587 | 1 | 0.00011281 | 0 | 0 | 0.00018797 | 0.00011416 | 0.4849 | 0.1411 | 0.0137 | 0.126 | 0.46713 | 0.021786 | 0.17143
3588 | 1 | 0.00012243 | 0 | 0 | 0.00020677 | 0.00011416 | 0.4954 | 0.14585 | 0.0353 | 0.12138 | 0.45899 | 0.0013373 | 0.52614
3589 | 1 | 0.00011488 | 0 | 0 | 0.00018797 | 0.00011416 | 0.47779 | 0.14265 | 0.0882 | 0.11383 | 0.44532 | 0.03493 | 0.6995
3590 | 1 | 0.00010668 | 0 | 0 | 0.00019032 | 0.00011416 | 0.44613 | 0.13528 | 0.175 | 0.10811 | 0.44251 | 0.15599 | 0.65931
3591 | 1 | 9.6698e-05 | 0 | 0 | 0.00021382 | 0.00011416 | 0.40462 | 0.12859 | 0.2893 | 0.070489 | 0.44289 | 0.19764 | 0.61162
3592 | 1 | 8.9967e-05 | 0 | 0 | 0.00022322 | 0.00011416 | 0.34017 | 0.12306 | 0.3883 | 0.070368 | 0.44047 | 0.1249 | 0.62442
3593 | 1 | 8.7895e-05 | 0 | 0 | 0.00022322 | 0.00011416 | 0.23583 | 0.11947 | 0.4434 | 0.11797 | 0.44202 | 0.036762 | 0.13643
3594 | 1 | 9.1418e-05 | 0 | 0 | 0.00016448 | 0.00011416 | 0.12728 | 0.10299 | 0.4625 | 0.24823 | 0.46704 | 0.0012976 | 0.33874
3595 | 1 | 9.2524e-05 | 4.6019e-06 | 0 | 0.00011748 | 0.00011416 | 0.043289 | 0.080974 | 0.4347 | 0.21816 | 0.47557 | 0.0042308 | 0.076128
3596 | 1 | 7.4853e-05 | 4.5794e-05 | 0 | 8.8113e-05 | 0.00011416 | 0.010499 | 0.074282 | 0.4288 | 0.22936 | 0.47848 | 0.059529 | 0
3597 | 1 | 6.9823e-05 | 6.2627e-05 | 0 | 5.8742e-05 | 0.00011416 | 0 | 0.074185 | 0.5193 | 0.3712 | 0.49981 | 0.088053 | 0
3598 | 1 | 8.3863e-05 | 7.4817e-05 | 0 | 3.7595e-05 | 0.00011416 | 0 | 0.089119 | 0.5705 | 0.43462 | 0.49253 | 0.058228 | 0
3599 | 1 | 9.0481e-05 | 8.7294e-05 | 0 | 2.3497e-05 | 0.00011416 | 0 | 0.11385 | 0.6076 | 0.2906 | 0.45831 | 0.020871 | 0
3600 | 1 | 7.1612e-05 | 9.6804e-05 | 0 | 9.3987e-06 | 0.00011416 | 0 | 0.15138 | 0.6156 | 0.09289 | 0.43165 | 0.0013373 | 0
3601 | 1 | 5.4631e-05 | 0.00010173 | 0 | 5.8742e-06 | 0.00011416 | 0 | 0.18493 | 0.6248 | 0.050645 | 0.41478 | 0.030472 | 0
3602 | 1 | 4.3916e-05 | 0.00010325 | 0 | 2.3497e-06 | 0.00011416 | 0 | 0.21548 | 0.634 | 0.03214 | 0.41672 | 0.13818 | 0
3603 | 1 | 2.9191e-05 | 0.00010445 | 0 | 1.1748e-06 | 0.00011416 | 0 | 0.24137 | 0.6456 | 0.042975 | 0.42311 | 0.17455 | 0
3604 | 1 | 2.1675e-05 | 0.00010529 | 0 | 1.4098e-05 | 0.00011416 | 0.0051688 | 0.25698 | 0.6569 | 0.053202 | 0.42185 | 0.11084 | 0
3605 | 1 | 2.0555e-05 | 9.8645e-05 | 0 | 3.7595e-05 | 0.00011416 | 0.017768 | 0.25921 | 0.7047 | 0.052958 | 0.42059 | 0.032701 | 0
3606 | 1 | 2.5766e-05 | 7.1606e-05 | 0 | 9.3987e-05 | 0.00011416 | 0.065579 | 0.24913 | 0.7666 | 0.066959 | 0.42709 | 0.0012395 | 0
3607 | 1 | 4.0431e-05 | 4.0129e-05 | 0 | 0.0001821 | 0.00011416 | 0.16524 | 0.2371 | 0.7975 | 0.073898 | 0.43029 | 0.0033087 | 0
3608 | 1 | 6.1775e-05 | 5.5223e-06 | 0 | 0.0001586 | 0.00011416 | 0.28509 | 0.26833 | 0.7949 | 0.073046 | 0.43475 | 0.051184 | 0.13545
3609 | 1 | 7.7715e-05 | 0 | 0 | 0.00014685 | 0.00011416 | 0.38766 | 0.32806 | 0.8491 | 0.067689 | 0.449 | 0.077965 | 0.36671
3610 | 1 | 8.7789e-05 | 0 | 0 | 0.00016448 | 0.00011416 | 0.44662 | 0.37733 | 0.8799 | 0.071463 | 0.46422 | 0.052679 | 0.55852
3611 | 1 | 9.4771e-05 | 0 | 0 | 0.00018797 | 0.00011416 | 0.47731 | 0.40118 | 0.8914 | 0.068785 | 0.44968 | 0.019547 | 0.51434
3612 | 1 | 0.00010442 | 0 | 0 | 0.00020677 | 0.00011416 | 0.48619 | 0.40584 | 0.8973 | 0.066594 | 0.43969 | 0.0013373 | 0.81835
3613 | 1 | 9.571e-05 | 0 | 0 | 0.00018797 | 0.00011416 | 0.47844 | 0.41437 | 0.9033 | 0.060872 | 0.43329 | 0.027722 | 0.65514
3614 | 1 | 8.5486e-05 | 0 | 0 | 0.00019032 | 0.00011416 | 0.44064 | 0.41447 | 0.9001 | 0.044193 | 0.43087 | 0.1271 | 0.68802
3615 | 1 | 7.7816e-05 | 0 | 0 | 0.00021382 | 0.00011416 | 0.39024 | 0.41001 | 0.8668 | 0.062941 | 0.42913 | 0.1602 | 0.61041
3616 | 1 | 7.3012e-05 | 0 | 0 | 0.00022322 | 0.00011416 | 0.31562 | 0.38673 | 0.7733 | 0.098856 | 0.43155 | 0.10208 | 0.68905
3617 | 1 | 7.3576e-05 | 0 | 0 | 0.00022322 | 0.00011416 | 0.21628 | 0.36288 | 0.6669 | 0.1075 | 0.43029 | 0.030167 | 0.094971
3618 | 1 | 8.1338e-05 | 0 | 0 | 0.00016448 | 0.00011416 | 0.11113 | 0.35134 | 0.6262 | 0.10738 | 0.43708 | 0.0012018 | 0.33989
3619 | 1 | 9.1456e-05 | 0 | 0 | 0.00011748 | 0.00011416 | 0.040058 | 0.34028 | 0.5789 | 0.12065 | 0.44251 | 0.0027751 | 0.11788
3620 | 1 | 8.47e-05 | 2.0249e-05 | 0 | 8.8113e-05 | 0.00011416 | 0.010015 | 0.31895 | 0.4508 | 0.1131 | 0.45938 | 0.046078 | 0
3621 | 1 | 8.0265e-05 | 4.2379e-05 | 0 | 5.8742e-05 | 0.00011416 | 0 | 0.28666 | 0.5149 | 0.20709 | 0.46354 | 0.071687 | 0
3622 | 1 | 8.8188e-05 | 6.0296e-05 | 0 | 3.7595e-05 | 0.00011416 | 0 | 0.26261 | 0.4888 | 0.21171 | 0.46529 | 0.049183 | 0
3623 | 1 | 9.0691e-05 | 7.4551e-05 | 0 | 2.3497e-05 | 0.00011416 | 0 | 0.23254 | 0.3955 | 0.073655 | 0.45075 | 0.018696 | 0
3624 | 1 | 7.1006e-05 | 8.6537e-05 | 0 | 9.3987e-06 | 0.00011416 | 0 | 0.18842 | 0.288 | 0.07195 | 0.44425 | 0.0013373 | 0
3625 | 1 | 5.4251e-05 | 9.6743e-05 | 0 | 5.8742e-06 | 0.00011416 | 0 | 0.15962 | 0.2443 | 0.059898 | 0.43281 | 0.026411 | 0
3626 | 1 | 4.4771e-05 | 0.00010593 | 0 | 2.3497e-06 | 0.00011416 | 0 | 0.12965 | 0.1925 | 0.042367 | 0.41458 | 0.12178 | 0
3627 | 1 | 3.0193e-05 | 0.00011648 | 0 | 1.1748e-06 | 0.00011416 | 0 | 0.10066 | 0.1122 | 0.03908 | 0.41361 | 0.15333 | 0
3628 | 1 | 2.6222e-05 | 0.00012276 | 0 | 1.4098e-05 | 0.00011416 | 0.0041996 | 0.079131 | 0.061 | 0.082177 | 0.42757 | 0.097883 | 0
3629 | 1 | 3.6951e-05 | 0.00012235 | 0 | 3.7595e-05 | 0.00011416 | 0.015829 | 0.064391 | 0.018 | 0.14366 | 0.44997 | 0.02895 | 0
3630 | 1 | 6.2692e-05 | 0.00010224 | 0 | 9.3987e-05 | 0.00011416 | 0.056049 | 0.056633 | 0.0034 | 0.229 | 0.48681 | 0.0011832 | 0
3631 | 1 | 9.6322e-05 | 7.5001e-05 | 0 | 0.0001821 | 0.00011416 | 0.12938 | 0.047033 | 0.0003 | 0.32286 | 0.50368 | 0.0025314 | 0
3632 | 1 | 0.00012106 | 4.5897e-05 | 0 | 0.0001586 | 0.00011416 | 0.22258 | 0.037238 | 0.0035 | 0.36827 | 0.51571 | 0.043658 | 0.027088
3633 | 1 | 0.00013695 | 2.1189e-05 | 0 | 0.00014685 | 0.00011416 | 0.31465 | 0.039081 | 0.0171 | 0.39554 | 0.5256 | 0.068679 | 0.06035
3634 | 1 | 0.00014677 | 1.8408e-07 | 0 | 0.00016448 | 0.00011416 | 0.38201 | 0.046063 | 0.0577 | 0.41527 | 0.53742 | 0.047495 | 0.40952
3635 | 1 | 0.00014867 | 0 | 0 | 0.00018797 | 0.00011416 | 0.42949 | 0.062839 | 0.1242 | 0.43146 | 0.53995 | 0.01828 | 0.051023
3636 | 1 | 0.00015224 | 0 | 0 | 0.00020677 | 0.00011416 | 0.44145 | 0.079325 | 0.212 | 0.39749 | 0.52618 | 0.0013373 | 0.12316
3637 | 1 | 0.00015013 | 0 | 0 | 0.00018797 | 0.00011416 | 0.43482 | 0.098138 | 0.3417 | 0.24641 | 0.51959 | 0.023914 | 0.36348
3638 | 1 | 0.00014482 | 0 | 0 | 0.00019032 | 0.00011416 | 0.40947 | 0.11201 | 0.4669 | 0.1926 | 0.50698 | 0.11161 | 0.33593
3639 | 1 | 0.00013588 | 0 | 0 | 0.00021382 | 0.00011416 | 0.36812 | 0.12869 | 0.5635 | 0.12588 | 0.49457 | 0.14018 | 0.57986
3640 | 1 | 0.00012972 | 0 | 0 | 0.00022322 | 0.00011416 | 0.30027 | 0.15516 | 0.6196 | 0.126 | 0.50465 | 0.089831 | 0.53247
3641 | 1 | 0.00012527 | 0 | 0 | 0.00022322 | 0.00011416 | 0.20352 | 0.17097 | 0.6644 | 0.19162 | 0.51057 | 0.026617 | 0.49537
3642 | 1 | 0.00012877 | 0 | 0 | 0.00016448 | 0.00011416 | 0.11097 | 0.18047 | 0.679 | 0.17555 | 0.51163 | 0.0011466 | 0.26128
3643 | 1 | 0.00012933 | 6.1564e-06 | 0 | 0.00011748 | 0.00011416 | 0.040381 | 0.16864 | 0.6417 | 0.16691 | 0.51018 | 0.0020875 | 0.11253
3644 | 1 | 0.00010554 | 4.7206e-05 | 0 | 8.8113e-05 | 0.00011416 | 0.010338 | 0.17135 | 0.6248 | 0.24154 | 0.49893 | 0.039075 | 0
3645 | 1 | 9.4193e-05 | 6.3895e-05 | 0 | 5.8742e-05 | 0.00011416 | 0 | 0.21451 | 0.6838 | 0.25907 | 0.5094 | 0.062917 | 0
3646 | 1 | 0.00010484 | 6.729e-05 | 0 | 3.7595e-05 | 0.00011416 | 0 | 0.27618 | 0.7578 | 0.25055 | 0.49758 | 0.044234 | 0
3647 | 1 | 0.00010833 | 7.0952e-05 | 0 | 2.3497e-05 | 0.00011416 | 0 | 0.33194 | 0.8264 | 0.092525 | 0.46946 | 0.017467 | 0
3648 | 1 | 8.7952e-05 | 7.5267e-05 | 0 | 9.3987e-06 | 0.00011416 | 0 | 0.37927 | 0.8613 | 0.064767 | 0.45918 | 0.0013373 | 0
3649 | 1 | 7.1932e-05 | 7.8826e-05 | 0 | 5.8742e-06 | 0.00011416 | 0 | 0.4037 | 0.8749 | 0.048697 | 0.44095 | 0.023914 | 0
3650 | 1 | 6.407e-05 | 8.0749e-05 | 0 | 2.3497e-06 | 0.00011416 | 0 | 0.40671 | 0.876 | 0.02861 | 0.42651 | 0.11161 | 0
3651 | 1 | 5.1464e-05 | 8.171e-05 | 0 | 1.1748e-06 | 0.00011416 | 0 | 0.42 | 0.8873 | 0.027879 | 0.41962 | 0.14018 | 0
3652 | 1 | 4.7553e-05 | 8.3121e-05 | 0 | 1.4098e-05 | 0.00011416 | 0.0041996 | 0.41932 | 0.8805 | 0.036036 | 0.42176 | 0.089831 | 0
3653 | 1 | 5.5824e-05 | 8.0524e-05 | 0 | 3.7595e-05 | 0.00011416 | 0.017768 | 0.42484 | 0.8755 | 0.095203 | 0.4555 | 0.026617 | 0
3654 | 1 | 8.0134e-05 | 5.7882e-05 | 0 | 9.3987e-05 | 0.00011416 | 0.066387 | 0.43735 | 0.8471 | 0.22851 | 0.49602 | 0.0011466 | 0
3655 | 1 | 0.00011466 | 2.8082e-05 | 0 | 0.0001821 | 0.00011416 | 0.16476 | 0.44366 | 0.8794 | 0.26844 | 0.50979 | 0.0020875 | 0
3656 | 1 | 0.00013767 | 0 | 0 | 0.0001586 | 0.00011416 | 0.29139 | 0.45723 | 0.9108 | 0.27441 | 0.50194 | 0.039075 | 0.11709
3657 | 1 | 0.00014538 | 0 | 0 | 0.00014685 | 0.00011416 | 0.40494 | 0.46596 | 0.9194 | 0.22474 | 0.49001 | 0.062917 | 0.29732
3658 | 1 | 0.00014888 | 0 | 0 | 0.00016448 | 0.00011416 | 0.48813 | 0.47188 | 0.9255 | 0.22656 | 0.50456 | 0.044234 | 0.49941
3659 | 1 | 0.00015333 | 0 | 0 | 0.00018797 | 0.00011416 | 0.53998 | 0.4807 | 0.9247 | 0.21086 | 0.50465 | 0.017467 | 0.6372
3660 | 1 | 0.00015542 | 0 | 0 | 0.00020677 | 0.00011416 | 0.55871 | 0.48604 | 0.9255 | 0.11553 | 0.49089 | 0.0013373 | 0.8088
3661 | 1 | 0.00014975 | 0 | 5.2775e-05 | 0.00018797 | 0.00011416 | 0.56437 | 0.49156 | 0.9273 | 0.14427 | 0.48061 | 0.025142 | 0.89886
3662 | 1 | 0.00014551 | 0 | 0.00016471 | 0.00019032 | 0.00011416 | 0.53255 | 0.50165 | 0.9255 | 0.13574 | 0.46442 | 0.11662 | 0.88687
3663 | 1 | 0.00013845 | 0 | 0.00014641 | 0.00021382 | 0.00011416 | 0.47294 | 0.49903 | 0.915 | 0.16545 | 0.45046 | 0.14666 | 0.85292
3664 | 1 | 0.00013471 | 0 | 1.1491e-05 | 0.00022322 | 0.00011416 | 0.3812 | 0.48526 | 0.8996 | 0.16557 | 0.45656 | 0.0938 | 0.69257
3665 | 1 | 0.0001311 | 0 | 0 | 0.00022322 | 0.00011416 | 0.26215 | 0.46043 | 0.8873 | 0.13282 | 0.47692 | 0.027767 | 0.54519
3666 | 1 | 0.00013457 | 0 | 0 | 0.00016448 | 0.00011416 | 0.13875 | 0.41796 | 0.8457 | 0.18554 | 0.5064 | 0.0011648 | 0.30741
3667 | 1 | 0.00013476 | 0 | 0 | 0.00011748 | 0.00011416 | 0.048942 | 0.3622 | 0.728 | 0.21171 | 0.51425 | 0.0023023 | 0.11582
3668 | 1 | 0.00012117 | 0 | 0 | 8.8113e-05 | 0.00011416 | 0.011791 | 0.32486 | 0.6209 | 0.12747 | 0.50717 | 0.041324 | 0
3669 | 1 | 0.00011401 | 0 | 0 | 5.8742e-05 | 0.00011416 | 0 | 0.30411 | 0.6156 | 0.15169 | 0.50388 | 0.065756 | 0
3670 | 1 | 0.00012618 | 1.5953e-06 | 0 | 3.7595e-05 | 0.00011416 | 0 | 0.2916 | 0.5816 | 0.13806 | 0.50029 | 0.045845 | 0
3671 | 1 | 0.00012786 | 1.2272e-05 | 0 | 2.3497e-05 | 0.00011416 | 0 | 0.29286 | 0.5394 | 0.072437 | 0.45656 | 0.017871 | 0
3672 | 1 | 0.00010502 | 2.1803e-05 | 0 | 9.3987e-06 | 0.00011416 | 0 | 0.26852 | 0.512 | 0.051254 | 0.44318 | 0.0013373 | 0
3673 | 1 | 8.776e-05 | 3.0741e-05 | 0 | 5.8742e-06 | 0.00011416 | 0 | 0.2274 | 0.4771 | 0.065254 | 0.43737 | 0.026411 | 0
3674 | 1 | 7.746e-05 | 3.8329e-05 | 0 | 2.3497e-06 | 0.00011416 | 0 | 0.20209 | 0.4245 | 0.069637 | 0.43194 | 0.12178 | 0
3675 | 1 | 6.2944e-05 | 4.5508e-05 | 0 | 1.1748e-06 | 0.00011416 | 0 | 0.18765 | 0.3825 | 0.04955 | 0.42088 | 0.15333 | 0
3676 | 1 | 5.7109e-05 | 5.4057e-05 | 0 | 1.4098e-05 | 0.00011416 | 0.0041996 | 0.1602 | 0.3334 | 0.088873 | 0.42273 | 0.097883 | 0
3677 | 1 | 6.3287e-05 | 5.463e-05 | 0 | 3.7595e-05 | 0.00011416 | 0.018091 | 0.12772 | 0.2688 | 0.12272 | 0.45724 | 0.02895 | 0
3678 | 1 | 8.7814e-05 | 3.072e-05 | 0 | 9.3987e-05 | 0.00011416 | 0.068648 | 0.10337 | 0.1741 | 0.19503 | 0.47489 | 0.0011832 | 0
3679 | 1 | 0.00012031 | 4.3156e-06 | 0 | 0.0001821 | 0.00011416 | 0.16459 | 0.10076 | 0.1217 | 0.29231 | 0.48933 | 0.0025314 | 0
3680 | 1 | 0.00013795 | 0 | 0 | 0.0001586 | 0.00011416 | 0.28412 | 0.11724 | 0.1138 | 0.29048 | 0.51047 | 0.043658 | 0.0099729
3681 | 1 | 0.00014701 | 0 | 0 | 0.00014685 | 0.00011416 | 0.39816 | 0.11811 | 0.0896 | 0.26613 | 0.52366 | 0.068679 | 0.1179
3682 | 1 | 0.0001525 | 0 | 0 | 0.00016448 | 0.00011416 | 0.48296 | 0.10531 | 0.0599 | 0.31519 | 0.52492 | 0.047495 | 0.21126
3683 | 1 | 0.00015689 | 0 | 0 | 0.00018797 | 0.00011416 | 0.5382 | 0.092804 | 0.0383 | 0.34575 | 0.52754 | 0.01828 | 0.11104
3684 | 1 | 0.00015989 | 0 | 0 | 0.00020677 | 0.00011416 | 0.57067 | 0.084174 | 0.0243 | 0.3057 | 0.52046 | 0.0013373 | 0.099105
3685 | 1 | 0.00015542 | 0 | 1.1491e-05 | 0.00018797 | 0.00011416 | 0.57309 | 0.075252 | 0.0177 | 0.31288 | 0.50921 | 0.029075 | 0.0023846
3686 | 1 | 0.00015043 | 0 | 0.0001379 | 0.00019032 | 0.00011416 | 0.55758 | 0.0673 | 0.0151 | 0.26723 | 0.50213 | 0.13256 | 0
3687 | 1 | 0.00014177 | 0 | 0.00014343 | 0.00021382 | 0.00011416 | 0.50057 | 0.061385 | 0.0135 | 0.25225 | 0.5158 | 0.16727 | 0
3688 | 1 | 0.00013744 | 0 | 4.554e-05 | 0.00022322 | 0.00011416 | 0.41108 | 0.056439 | 0.0168 | 0.28695 | 0.51677 | 0.1064 | 0
3689 | 1 | 0.0001336 | 0 | 0 | 0.00022322 | 0.00011416 | 0.28638 | 0.051202 | 0.0254 | 0.30034 | 0.54208 | 0.031417 | 0
3690 | 1 | 0.00013554 | 0 | 0 | 0.00016448 | 0.00011416 | 0.1528 | 0.04839 | 0.0493 | 0.5073 | 0.551 | 0.0012206 | 0
3691 | 1 | 0.00013594 | 0 | 0 | 0.00011748 | 0.00011416 | 0.055403 | 0.050524 | 0.1242 | 0.49111 | 0.55507 | 0.0030341 | 0
3692 | 1 | 0.00012319 | 0 | 0 | 8.8113e-05 | 0.00011416 | 0.013568 | 0.064391 | 0.3225 | 0.34721 | 0.55876 | 0.048587 | 0
3693 | 1 | 0.00011019 | 1.7283e-05 | 0 | 5.8742e-05 | 0.00011416 | 0 | 0.088926 | 0.5899 | 0.3925 | 0.55148 | 0.074782 | 0
3694 | 1 | 0.00011904 | 3.2173e-05 | 0 | 3.7595e-05 | 0.00011416 | 0 | 0.12102 | 0.6366 | 0.48685 | 0.53481 | 0.050911 | 0
3695 | 1 | 0.00011947 | 4.5385e-05 | 0 | 2.3497e-05 | 0.00011416 | 0 | 0.13538 | 0.5775 | 0.22109 | 0.51968 | 0.019119 | 0
3696 | 1 | 9.8357e-05 | 5.6184e-05 | 0 | 9.3987e-06 | 0.00011416 | 0 | 0.1409 | 0.5522 | 0.05235 | 0.48129 | 0.0013373 | 0
3697 | 1 | 8.081e-05 | 6.547e-05 | 0 | 5.8742e-06 | 0.00011416 | 0 | 0.14876 | 0.5508 | 0.039323 | 0.45637 | 0.033399 | 0
3698 | 1 | 7.0855e-05 | 7.3017e-05 | 0 | 2.3497e-06 | 0.00011416 | 0 | 0.15021 | 0.5308 | 0.035793 | 0.45327 | 0.1499 | 0
3699 | 1 | 5.6913e-05 | 7.9092e-05 | 0 | 1.1748e-06 | 0.00011416 | 0 | 0.1442 | 0.5019 | 0.040419 | 0.45327 | 0.18973 | 0
3700 | 1 | 5.1155e-05 | 8.4757e-05 | 0 | 1.4098e-05 | 0.00011416 | 0.0043612 | 0.13586 | 0.48 | 0.09496 | 0.43901 | 0.12009 | 0
3701 | 1 | 5.9248e-05 | 7.7088e-05 | 0 | 3.7595e-05 | 0.00011416 | 0.019545 | 0.13693 | 0.4654 | 0.095447 | 0.44764 | 0.035373 | 0
3702 | 1 | 8.5198e-05 | 4.5017e-05 | 0 | 9.3987e-05 | 0.00011416 | 0.075755 | 0.12005 | 0.3683 | 0.19917 | 0.47537 | 0.0012781 | 0
3703 | 1 | 0.00012129 | 5.645e-06 | 0 | 0.0001821 | 0.00011416 | 0.19383 | 0.07147 | 0.2919 | 0.27502 | 0.48953 | 0.0039066 | 0
3704 | 1 | 0.000138 | 0 | 0 | 0.0001586 | 0.00011416 | 0.34372 | 0.048293 | 0.2841 | 0.37899 | 0.50727 | 0.056654 | 0.0099394
3705 | 1 | 0.00014734 | 0 | 0 | 0.00014685 | 0.00011416 | 0.47553 | 0.046354 | 0.3825 | 0.38751 | 0.53772 | 0.084599 | 0.12785
3706 | 1 | 0.00015024 | 0 | 0.00011449 | 0.00016448 | 0.00011416 | 0.5676 | 0.052172 | 0.3375 | 0.36925 | 0.53665 | 0.056337 | 0.031947
3707 | 1 | 0.00014613 | 0 | 0.00068012 | 0.00018797 | 0.00011416 | 0.61848 | 0.052851 | 0.2589 | 0.34307 | 0.54208 | 0.020423 | 0.22792
3708 | 1 | 0.00014392 | 0 | 0.0011151 | 0.00020677 | 0.00011416 | 0.63899 | 0.052657 | 0.2065 | 0.32128 | 0.53839 | 0.0013373 | 0.15518
3709 | 1 | 0.0001364 | 0 | 0.001439 | 0.00018797 | 0.00011416 | 0.62946 | 0.051396 | 0.175 | 0.31763 | 0.53093 | 0.039802 | 0.055937
3710 | 1 | 0.00013233 | 0 | 0.0016462 | 0.00019032 | 0.00011416 | 0.58989 | 0.052075 | 0.1511 | 0.25237 | 0.52967 | 0.17527 | 0.070579
3711 | 1 | 0.00012423 | 0 | 0.0017386 | 0.00021382 | 0.00011416 | 0.51575 | 0.053142 | 0.1334 | 0.2587 | 0.53878 | 0.22268 | 0.012703
3712 | 1 | 0.00011828 | 0 | 0.0017275 | 0.00022322 | 0.00011416 | 0.40995 | 0.055081 | 0.1291 | 0.25858 | 0.55914 | 0.14009 | 0.11435
3713 | 1 | 0.00011623 | 0 | 0.0016079 | 0.00022322 | 0.00011416 | 0.28057 | 0.057312 | 0.13 | 0.37351 | 0.55691 | 0.041147 | 0.008892
3714 | 1 | 0.00012111 | 0 | 0.0013496 | 0.00016448 | 0.00011416 | 0.14731 | 0.054015 | 0.1291 | 0.49464 | 0.56729 | 0.0013575 | 0.08268
3715 | 1 | 0.00013113 | 0 | 0.00060819 | 0.00011748 | 0.00011416 | 0.053142 | 0.053918 | 0.1317 | 0.42732 | 0.56457 | 0.0053101 | 0.025428
3716 | 1 | 0.00012591 | 0 | 0 | 8.8113e-05 | 0.00011416 | 0.012922 | 0.076222 | 0.1145 | 0.20587 | 0.56011 | 0.068734 | 0
3717 | 1 | 0.00011803 | 0 | 0 | 5.8742e-05 | 0.00011416 | 0 | 0.11133 | 0.1317 | 0.32518 | 0.56564 | 0.098975 | 0
3718 | 1 | 0.00013136 | 0 | 0 | 3.7595e-05 | 0.00011416 | 0 | 0.1377 | 0.1978 | 0.29985 | 0.55129 | 0.064153 | 0
3719 | 1 | 0.00013601 | 0 | 0 | 2.3497e-05 | 0.00011416 | 0 | 0.15516 | 0.279 | 0.13952 | 0.52191 | 0.022253 | 0
3720 | 1 | 0.0001148 | 0 | 0 | 9.3987e-06 | 0.00011416 | 0 | 0.15991 | 0.4215 | 0.045289 | 0.48604 | 0.0013373 | 0
3721 | 1 | 9.9512e-05 | 0 | 0 | 5.8742e-06 | 0.00011416 | 0 | 0.16893 | 0.4361 | 0.035914 | 0.46519 | 0.046976 | 0
3722 | 1 | 9.1273e-05 | 0 | 0 | 2.3497e-06 | 0.00011416 | 0 | 0.17213 | 0.3542 | 0.036645 | 0.46539 | 0.20336 | 0
3723 | 1 | 7.9131e-05 | 0 | 0 | 1.1748e-06 | 0.00011416 | 0 | 0.16912 | 0.2997 | 0.045532 | 0.4619 | 0.25925 | 0
3724 | 1 | 7.5036e-05 | 0 | 0 | 1.4098e-05 | 0.00011416 | 0.0041996 | 0.17572 | 0.2098 | 0.056732 | 0.45724 | 0.1622 | 0
3725 | 1 | 8.1266e-05 | 0 | 0 | 3.7595e-05 | 0.00011416 | 0.019221 | 0.17213 | 0.1069 | 0.09849 | 0.48071 | 0.047516 | 0
3726 | 1 | 9.6019e-05 | 0 | 0 | 9.3987e-05 | 0.00011416 | 0.073655 | 0.16214 | 0.0383 | 0.22888 | 0.51852 | 0.0014402 | 0
3727 | 1 | 0.00012113 | 0 | 0 | 0.0001821 | 0.00011416 | 0.18462 | 0.12044 | 0.0727 | 0.3718 | 0.54305 | 0.0070149 | 0
3728 | 1 | 0.00013669 | 0 | 8.044e-05 | 0.0001586 | 0.00011416 | 0.32967 | 0.079228 | 0.2076 | 0.48734 | 0.55459 | 0.082421 | 0.082245
3729 | 1 | 0.00013653 | 0 | 0.00090229 | 0.00014685 | 0.00011416 | 0.46131 | 0.066427 | 0.2372 | 0.49355 | 0.56729 | 0.11489 | 0.08746
3730 | 1 | 0.00013417 | 0 | 0.0014875 | 0.00016448 | 0.00011416 | 0.55096 | 0.064488 | 0.2054 | 0.47516 | 0.56864 | 0.072661 | 0.29247
3731 | 1 | 0.00013198 | 0 | 0.0019254 | 0.00018797 | 0.00011416 | 0.5928 | 0.069531 | 0.2065 | 0.44838 | 0.56845 | 0.02419 | 0.13963
3732 | 1 | 0.00013231 | 0 | 0.0022166 | 0.00020677 | 0.00011416 | 0.60006 | 0.088053 | 0.2651 | 0.33504 | 0.5733 | 0.0013373 | 0.35033
3733 | 1 | 0.00012507 | 0 | 0.0023723 | 0.00018797 | 0.00011416 | 0.5844 | 0.11288 | 0.3197 | 0.32116 | 0.56457 | 0.054964 | 0.51812
3734 | 1 | 0.00012183 | 0 | 0.0023928 | 0.00019032 | 0.00011416 | 0.54805 | 0.13014 | 0.3528 | 0.31252 | 0.56535 | 0.23429 | 0.57123
3735 | 1 | 0.00011496 | 0 | 0.0022923 | 0.00021382 | 0.00011416 | 0.48102 | 0.13596 | 0.3655 | 0.22608 | 0.5638 | 0.29961 | 0.0076106
3736 | 1 | 0.00011124 | 0 | 0.0020527 | 0.00022322 | 0.00011416 | 0.37732 | 0.15477 | 0.3998 | 0.19248 | 0.58009 | 0.18653 | 0.41682
3737 | 1 | 0.00011312 | 0 | 0.0016169 | 0.00022322 | 0.00011416 | 0.2481 | 0.15923 | 0.4625 | 0.31045 | 0.5893 | 0.054511 | 0.14457
3738 | 1 | 0.00012265 | 0 | 0.00092229 | 0.00016448 | 0.00011416 | 0.13245 | 0.16612 | 0.5033 | 0.43341 | 0.58997 | 0.0015261 | 0.031066
3739 | 1 | 0.00013185 | 0 | 0 | 0.00011748 | 0.00011416 | 0.050234 | 0.16049 | 0.4815 | 0.2279 | 0.58581 | 0.0090503 | 0.0028191
3740 | 1 | 0.00011899 | 0 | 0 | 8.8113e-05 | 0.00011416 | 0.012922 | 0.15904 | 0.4727 | 0.15668 | 0.5764 | 0.097813 | 0
3741 | 1 | 0.00011169 | 0 | 0 | 5.8742e-05 | 0.00011416 | 0 | 0.16883 | 0.5494 | 0.31982 | 0.57398 | 0.13243 | 0
3742 | 1 | 0.00012484 | 0 | 0 | 3.7595e-05 | 0.00011416 | 0 | 0.16263 | 0.6116 | 0.25846 | 0.55895 | 0.08189 | 0
3743 | 1 | 0.00013101 | 0 | 0 | 2.3497e-05 | 0.00011416 | 0 | 0.15913 | 0.5719 | 0.14877 | 0.52695 | 0.026235 | 0
3744 | 1 | 0.00010912 | 2.618e-06 | 0 | 9.3987e-06 | 0.00011416 | 0 | 0.13935 | 0.4844 | 0.084003 | 0.51309 | 0.0013373 | 0
3745 | 1 | 8.8809e-05 | 1.5013e-05 | 0 | 5.8742e-06 | 0.00011416 | 0 | 0.12723 | 0.4143 | 0.056732 | 0.49273 | 0.06381 | 0
3746 | 1 | 7.4507e-05 | 2.7489e-05 | 0 | 2.3497e-06 | 0.00011416 | 0 | 0.12005 | 0.3238 | 0.05868 | 0.48245 | 0.26822 | 0
3747 | 1 | 5.7604e-05 | 3.927e-05 | 0 | 1.1748e-06 | 0.00011416 | 0 | 0.12578 | 0.3211 | 0.03628 | 0.47596 | 0.34396 | 0
3748 | 1 | 4.7644e-05 | 5.0458e-05 | 0 | 1.4098e-05 | 0.00011416 | 0.0045227 | 0.13276 | 0.3612 | 0.03701 | 0.46568 | 0.21317 | 0
3749 | 1 | 4.5788e-05 | 5.2339e-05 | 0 | 3.7595e-05 | 0.00011416 | 0.018414 | 0.12064 | 0.3697 | 0.055271 | 0.46733 | 0.062162 | 0
3750 | 1 | 5.472e-05 | 2.8143e-05 | 0 | 9.3987e-05 | 0.00011416 | 0.066871 | 0.10648 | 0.2614 | 0.11736 | 0.48517 | 0.0016155 | 0
3751 | 1 | 7.3504e-05 | 0 | 0 | 0.0001821 | 0.00011416 | 0.16702 | 0.10114 | 0.2958 | 0.16314 | 0.50368 | 0.011446 | 0
3752 | 1 | 8.8358e-05 | 0 | 0 | 0.0001586 | 0.00011416 | 0.29817 | 0.085144 | 0.2676 | 0.173 | 0.53636 | 0.11501 | 0
3753 | 1 | 0.00010313 | 0 | 0 | 0.00014685 | 0.00011416 | 0.42626 | 0.072634 | 0.2076 | 0.17336 | 0.5573 | 0.15168 | 0
3754 | 1 | 0.00010949 | 0 | 0 | 0.00016448 | 0.00011416 | 0.52043 | 0.065555 | 0.152 | 0.15364 | 0.55749 | 0.091868 | 0
3755 | 1 | 0.00011361 | 0 | 0 | 0.00018797 | 0.00011416 | 0.56776 | 0.057894 | 0.125 | 0.15924 | 0.5511 | 0.028393 | 0.0030977
3756 | 1 | 0.0001199 | 0 | 0.0001762 | 0.00020677 | 0.00011416 | 0.58973 | 0.057215 | 0.1217 | 0.12247 | 0.52375 | 0.0013373 | 0.00897
3757 | 1 | 0.00011096 | 0 | 0.0004056 | 0.00018797 | 0.00011416 | 0.59877 | 0.060512 | 0.1225 | 0.085707 | 0.50514 | 0.073557 | 0.0023734
3758 | 1 | 0.0001034 | 0 | 0.00050732 | 0.00019032 | 0.00011416 | 0.58294 | 0.068367 | 0.1325 | 0.090699 | 0.49932 | 0.30527 | 0.00741
3759 | 1 | 9.6399e-05 | 0 | 0.00048221 | 0.00021382 | 0.00011416 | 0.51898 | 0.078355 | 0.1585 | 0.098125 | 0.50882 | 0.39249 | 0
3760 | 1 | 9.3008e-05 | 0 | 0.00034517 | 0.00022322 | 0.00011416 | 0.41076 | 0.092611 | 0.2176 | 0.1148 | 0.52104 | 0.24223 | 0.055057
3761 | 1 | 9.5368e-05 | 0 | 7.6184e-05 | 0.00022322 | 0.00011416 | 0.28089 | 0.11278 | 0.3103 | 0.17689 | 0.54334 | 0.070496 | 0.15948
3762 | 1 | 9.9021e-05 | 0 | 0 | 0.00016448 | 0.00011416 | 0.15975 | 0.13858 | 0.4405 | 0.25956 | 0.53626 | 0.0017082 | 0.075092
3763 | 1 | 9.8495e-05 | 0 | 0 | 0.00011748 | 0.00011416 | 0.053142 | 0.14585 | 0.5789 | 0.23776 | 0.53626 | 0.01423 | 0.022453
3764 | 1 | 9.0589e-05 | 0 | 0 | 8.8113e-05 | 0.00011416 | 0.013407 | 0.15273 | 0.699 | 0.21037 | 0.54809 | 0.13412 | 0
3765 | 1 | 8.6847e-05 | 2.7612e-06 | 0 | 5.8742e-05 | 0.00011416 | 0 | 0.18832 | 0.7578 | 0.30935 | 0.57543 | 0.17269 | 0
3766 | 1 | 9.9001e-05 | 2.1333e-05 | 0 | 3.7595e-05 | 0.00011416 | 0 | 0.21296 | 0.7657 | 0.29279 | 0.55972 | 0.10263 | 0
3767 | 1 | 0.00010195 | 3.7715e-05 | 0 | 2.3497e-05 | 0.00011416 | 0 | 0.21868 | 0.7427 | 0.13027 | 0.53335 | 0.030666 | 0
3768 | 1 | 8.0983e-05 | 5.1521e-05 | 0 | 9.3987e-06 | 0.00011416 | 0 | 0.19996 | 0.728 | 0.095447 | 0.49641 | 0.0013373 | 0
3769 | 1 | 6.3091e-05 | 6.3916e-05 | 0 | 5.8742e-06 | 0.00011416 | 0 | 0.19608 | 0.7126 | 0.076455 | 0.48245 | 0.078782 | 0
3770 | 1 | 4.948e-05 | 7.5001e-05 | 0 | 2.3497e-06 | 0.00011416 | 0 | 0.19114 | 0.699 | 0.063794 | 0.46093 | 0.32501 | 0
3771 | 1 | 3.3017e-05 | 8.4635e-05 | 0 | 1.1748e-06 | 0.00011416 | 0 | 0.1891 | 0.6705 | 0.056732 | 0.44842 | 0.41838 | 0
3772 | 1 | 2.3982e-05 | 9.3368e-05 | 0 | 1.4098e-05 | 0.00011416 | 0.0037151 | 0.18745 | 0.6909 | 0.028366 | 0.46035 | 0.25771 | 0
3773 | 1 | 2.1779e-05 | 8.8991e-05 | 0 | 3.7595e-05 | 0.00011416 | 0.018898 | 0.17378 | 0.6885 | 0.03214 | 0.47663 | 0.074929 | 0
3774 | 1 | 2.7689e-05 | 6.0582e-05 | 0 | 9.3987e-05 | 0.00011416 | 0.070586 | 0.14895 | 0.6222 | 0.040419 | 0.48643 | 0.0017558 | 0
3775 | 1 | 4.5039e-05 | 2.1067e-05 | 0 | 0.0001821 | 0.00011416 | 0.17299 | 0.10851 | 0.6532 | 0.062211 | 0.47741 | 0.015778 | 0
3776 | 1 | 6.2422e-05 | 0 | 0 | 0.0001586 | 0.00011416 | 0.31546 | 0.10056 | 0.6897 | 0.08449 | 0.48158 | 0.14442 | 0
3777 | 1 | 7.5734e-05 | 0 | 0 | 0.00014685 | 0.00011416 | 0.44904 | 0.089022 | 0.6443 | 0.10409 | 0.49001 | 0.1839 | 0
3778 | 1 | 8.5621e-05 | 0 | 0 | 0.00016448 | 0.00011416 | 0.53949 | 0.087277 | 0.6035 | 0.11493 | 0.50078 | 0.10831 | 0.00090257
3779 | 1 | 9.1842e-05 | 0 | 0 | 0.00018797 | 0.00011416 | 0.59118 | 0.094841 | 0.5705 | 0.10689 | 0.50785 | 0.031847 | 0.029907
3780 | 1 | 0.00010147 | 0 | 3.6177e-05 | 0.00020677 | 0.00011416 | 0.60216 | 0.10599 | 0.5422 | 0.056854 | 0.48992 | 0.0013373 | 0.16684
3781 | 1 | 9.1557e-05 | 0 | 0.00024089 | 0.00018797 | 0.00011416 | 0.5894 | 0.12122 | 0.5236 | 0.034819 | 0.48643 | 0.087075 | 0.37216
3782 | 1 | 8.2632e-05 | 0 | 0.00032729 | 0.00019032 | 0.00011416 | 0.55241 | 0.13441 | 0.5164 | 0.032871 | 0.48381 | 0.3562 | 0.83605
3783 | 1 | 7.5879e-05 | 0 | 0.00030176 | 0.00021382 | 0.00011416 | 0.4828 | 0.14963 | 0.5265 | 0.042123 | 0.48933 | 0.4593 | 0.80582
3784 | 1 | 7.2634e-05 | 0 | 0.00016982 | 0.00022322 | 0.00011416 | 0.38685 | 0.16941 | 0.5593 | 0.073655 | 0.49263 | 0.28213 | 0.64303
3785 | 1 | 7.5937e-05 | 0 | 0 | 0.00022322 | 0.00011416 | 0.26619 | 0.19851 | 0.6022 | 0.14049 | 0.51028 | 0.081921 | 0.46111
3786 | 1 | 8.3005e-05 | 0 | 0 | 0.00016448 | 0.00011416 | 0.14069 | 0.2245 | 0.6196 | 0.15327 | 0.53132 | 0.001829 | 0.25447
3787 | 1 | 9.1022e-05 | 0 | 0 | 0.00011748 | 0.00011416 | 0.052334 | 0.24282 | 0.6909 | 0.14658 | 0.5351 | 0.018303 | 0.077454
3788 | 1 | 8.9134e-05 | 0 | 0 | 8.8113e-05 | 0.00011416 | 0.013407 | 0.26619 | 0.7798 | 0.12929 | 0.53471 | 0.16083 | 0
3789 | 1 | 8.9023e-05 | 0 | 0 | 5.8742e-05 | 0.00011416 | 0 | 0.31187 | 0.8108 | 0.21329 | 0.53403 | 0.20159 | 0
3790 | 1 | 0.00010033 | 1.356e-05 | 0 | 3.7595e-05 | 0.00011416 | 0 | 0.34019 | 0.7966 | 0.21122 | 0.5351 | 0.11721 | 0
3791 | 1 | 0.00010072 | 3.0884e-05 | 0 | 2.3497e-05 | 0.00011416 | 0 | 0.35619 | 0.7789 | 0.12004 | 0.47314 | 0.033674 | 0
3792 | 1 | 7.8626e-05 | 4.6633e-05 | 0 | 9.3987e-06 | 0.00011416 | 0 | 0.35144 | 0.7529 | 0.090699 | 0.46917 | 0.0013373 | 0
3793 | 1 | 6.0967e-05 | 6.0255e-05 | 0 | 5.8742e-06 | 0.00011416 | 0 | 0.35134 | 0.7225 | 0.064402 | 0.4554 | 0.092915 | 0
3794 | 1 | 5.0054e-05 | 7.177e-05 | 0 | 2.3497e-06 | 0.00011416 | 0 | 0.35948 | 0.7002 | 0.033966 | 0.4713 | 0.37805 | 0
3795 | 1 | 3.6672e-05 | 8.1628e-05 | 0 | 1.1748e-06 | 0.00011416 | 0 | 0.35502 | 0.6967 | 0.036888 | 0.47945 | 0.48802 | 0
3796 | 1 | 3.207e-05 | 9.0771e-05 | 0 | 1.4098e-05 | 0.00011416 | 0.0041996 | 0.34271 | 0.7236 | 0.064159 | 0.5031 | 0.29924 | 0
3797 | 1 | 4.0759e-05 | 9.2182e-05 | 0 | 3.7595e-05 | 0.00011416 | 0.018737 | 0.32933 | 0.7301 | 0.11444 | 0.53694 | 0.086816 | 0
3798 | 1 | 6.4662e-05 | 7.0931e-05 | 0 | 9.3987e-05 | 0.00011416 | 0.070748 | 0.30198 | 0.6644 | 0.19881 | 0.56913 | 0.0018789 | 0
3799 | 1 | 0.0001004 | 3.3932e-05 | 0 | 0.0001821 | 0.00011416 | 0.17655 | 0.29781 | 0.7598 | 0.25262 | 0.57553 | 0.020128 | 0
3800 | 1 | 0.00012635 | 0 | 0 | 0.0001586 | 0.00011416 | 0.31707 | 0.32535 | 0.7992 | 0.30923 | 0.57446 | 0.17244 | 0.081777
3801 | 1 | 0.00013645 | 0 | 0 | 0.00014685 | 0.00011416 | 0.44969 | 0.32748 | 0.8195 | 0.27173 | 0.57136 | 0.214 | 0.2679
3802 | 1 | 0.0001412 | 0 | 0 | 0.00016448 | 0.00011416 | 0.53642 | 0.3493 | 0.8367 | 0.34892 | 0.58299 | 0.12342 | 0.49673
3803 | 1 | 0.00014598 | 0 | 0 | 0.00018797 | 0.00011416 | 0.58537 | 0.36967 | 0.8423 | 0.39372 | 0.58096 | 0.03493 | 0.43355
3804 | 1 | 0.00014962 | 0 | 0 | 0.00020677 | 0.00011416 | 0.59603 | 0.38819 | 0.8353 | 0.21658 | 0.56612 | 0.0013373 | 0.58043
3805 | 1 | 0.00014593 | 0 | 0 | 0.00018797 | 0.00011416 | 0.58359 | 0.39488 | 0.8287 | 0.21244 | 0.70787 | 0.092915 | 0.87956
3806 | 1 | 0.00015252 | 0 | 0 | 0.00019032 | 0.00011416 | 0.55888 | 0.4072 | 0.8324 | 0.24446 | 0.54954 | 0.37805 | 0.86828
3807 | 1 | 0.00013836 | 0 | 0 | 0.00021382 | 0.00011416 | 0.48732 | 0.42708 | 0.8471 | 0.22279 | 0.55856 | 0.48802 | 0.8212
3808 | 1 | 0.00013289 | 0 | 0 | 0.00022322 | 0.00011416 | 0.37651 | 0.45985 | 0.868 | 0.21829 | 0.57349 | 0.29924 | 0.66892
3809 | 1 | 0.00012914 | 0 | 0 | 0.00022322 | 0.00011416 | 0.24891 | 0.48497 | 0.8794 | 0.27745 | 0.57592 | 0.086816 | 0.53977
3810 | 1 | 0.00013132 | 0 | 0 | 0.00016448 | 0.00011416 | 0.13439 | 0.49059 | 0.8777 | 0.30411 | 0.5955 | 0.0018789 | 0.31799
3811 | 1 | 0.00013133 | 0 | 0 | 0.00011748 | 0.00011416 | 0.050557 | 0.4744 | 0.8777 | 0.20782 | 0.58028 | 0.020128 | 0.10055
3812 | 1 | 0.00011737 | 0 | 0 | 8.8113e-05 | 0.00011416 | 0.01373 | 0.44986 | 0.8805 | 0.17056 | 0.56961 | 0.17244 | 0
3813 | 1 | 0.00010483 | 1.7181e-05 | 0 | 5.8742e-05 | 0.00011416 | 0 | 0.44211 | 0.8402 | 0.16034 | 0.57175 | 0.214 | 0
3814 | 1 | 0.00011199 | 3.432e-05 | 0 | 3.7595e-05 | 0.00011416 | 0 | 0.44143 | 0.8203 | 0.18542 | 0.56021 | 0.12342 | 0
3815 | 1 | 0.00011273 | 4.8965e-05 | 0 | 2.3497e-05 | 0.00011416 | 0 | 0.43318 | 0.8345 | 0.16168 | 0.52269 | 0.03493 | 0
3816 | 1 | 8.9065e-05 | 6.1216e-05 | 0 | 9.3987e-06 | 0.00011416 | 0 | 0.43202 | 0.8294 | 0.11907 | 0.4905 | 0.0013373 | 0
3817 | 1 | 7.1773e-05 | 7.1627e-05 | 0 | 5.8742e-06 | 0.00011416 | 0 | 0.42009 | 0.8279 | 0.063063 | 0.46296 | 0.092915 | 0
3818 | 1 | 6.1568e-05 | 8.1526e-05 | 0 | 2.3497e-06 | 0.00011416 | 0 | 0.41224 | 0.8234 | 0.041271 | 0.45685 | 0.37805 | 0
3819 | 1 | 4.7205e-05 | 9.1098e-05 | 0 | 1.1748e-06 | 0.00011416 | 0 | 0.4008 | 0.81 | 0.052958 | 0.47557 | 0.48802 | 0
3820 | 1 | 4.1597e-05 | 0.00010024 | 0 | 1.4098e-05 | 0.00011416 | 0.0045227 | 0.39624 | 0.7861 | 0.085099 | 0.49806 | 0.29924 | 0
3821 | 1 | 4.7991e-05 | 0.000102 | 0 | 3.7595e-05 | 0.00011416 | 0.018737 | 0.39721 | 0.8156 | 0.10153 | 0.53122 | 0.086816 | 0
3822 | 1 | 6.9042e-05 | 8.3367e-05 | 0 | 9.3987e-05 | 0.00011416 | 0.068971 | 0.39585 | 0.8662 | 0.21488 | 0.57737 | 0.0018789 | 0
3823 | 1 | 0.0001034 | 5.2073e-05 | 0 | 0.0001821 | 0.00011416 | 0.16944 | 0.4198 | 0.8873 | 0.24166 | 0.59104 | 0.020128 | 0
3824 | 1 | 0.0001276 | 1.7733e-05 | 0 | 0.0001586 | 0.00011416 | 0.29834 | 0.44502 | 0.9074 | 0.24251 | 0.5733 | 0.17244 | 0.10312
3825 | 1 | 0.00014124 | 0 | 0 | 0.00014685 | 0.00011416 | 0.40882 | 0.45122 | 0.9186 | 0.23923 | 0.5606 | 0.214 | 0.28395
3826 | 1 | 0.00014491 | 0 | 0 | 0.00016448 | 0.00011416 | 0.49281 | 0.44637 | 0.928 | 0.35805 | 0.55924 | 0.12342 | 0.49595
3827 | 1 | 0.00014936 | 0 | 0 | 0.00018797 | 0.00011416 | 0.54305 | 0.45888 | 0.9262 | 0.35172 | 0.55032 | 0.03493 | 0.59752
3828 | 1 | 0.000152 | 0 | 0 | 0.00020677 | 0.00011416 | 0.54805 | 0.46858 | 0.9146 | 0.28427 | 0.53374 | 0.0013373 | 0.64565
3829 | 1 | 0.00014818 | 0 | 0 | 0.00018797 | 0.00011416 | 0.52108 | 0.46567 | 0.901 | 0.25615 | 0.51386 | 0.092915 | 0.84663
3830 | 1 | 0.00014648 | 0 | 0 | 0.00019032 | 0.00011416 | 0.45808 | 0.47285 | 0.8919 | 0.16813 | 0.51241 | 0.37805 | 0.86853
3831 | 1 | 0.00013945 | 0 | 0 | 0.00021382 | 0.00011416 | 0.39105 | 0.49331 | 0.8894 | 0.25274 | 0.53432 | 0.48802 | 0.82147
3832 | 1 | 0.00013291 | 0 | 0 | 0.00022322 | 0.00011416 | 0.30544 | 0.51872 | 0.8982 | 0.2066 | 0.54722 | 0.29924 | 0.69479
3833 | 1 | 0.00012856 | 0 | 0 | 0.00022322 | 0.00011416 | 0.20756 | 0.52841 | 0.9121 | 0.17032 | 0.54838 | 0.086816 | 0.54018
3834 | 1 | 0.00013067 | 0 | 0 | 0.00016448 | 0.00011416 | 0.11404 | 0.5225 | 0.921 | 0.24519 | 0.56389 | 0.0018789 | 0.30079
3835 | 1 | 0.00013138 | 0 | 0 | 0.00011748 | 0.00011416 | 0.044419 | 0.46916 | 0.9198 | 0.23363 | 0.5669 | 0.020128 | 0.10406
3836 | 1 | 0.00011507 | 9.9402e-06 | 0 | 8.8113e-05 | 0.00011416 | 0.012437 | 0.41127 | 0.9287 | 0.18018 | 0.5604 | 0.17244 | 0
3837 | 1 | 0.00010094 | 3.16e-05 | 0 | 5.8742e-05 | 0.00011416 | 0 | 0.39187 | 0.921 | 0.26893 | 0.55449 | 0.214 | 0
3838 | 1 | 0.00010856 | 4.6285e-05 | 0 | 3.7595e-05 | 0.00011416 | 0 | 0.39575 | 0.91 | 0.28135 | 0.54644 | 0.12342 | 0
3839 | 1 | 0.00011043 | 5.7575e-05 | 0 | 2.3497e-05 | 0.00011416 | 0 | 0.39575 | 0.9038 | 0.21889 | 0.5063 | 0.03493 | 0
3840 | 1 | 8.7491e-05 | 6.7536e-05 | 0 | 9.3987e-06 | 0.00011416 | 0 | 0.40109 | 0.8987 | 0.16813 | 0.48672 | 0.0013373 | 0
3841 | 1 | 7.0524e-05 | 7.6474e-05 | 0 | 5.8742e-06 | 0.00011416 | 0 | 0.39391 | 0.8799 | 0.1355 | 0.4651 | 0.087075 | 0
3842 | 1 | 6.0649e-05 | 8.4123e-05 | 0 | 2.3497e-06 | 0.00011416 | 0 | 0.39653 | 0.8772 | 0.095082 | 0.46238 | 0.3562 | 0
3843 | 1 | 4.8203e-05 | 9.0996e-05 | 0 | 1.1748e-06 | 0.00011416 | 0 | 0.37772 | 0.8749 | 0.062576 | 0.46771 | 0.4593 | 0
3844 | 1 | 4.2837e-05 | 9.7152e-05 | 0 | 1.4098e-05 | 0.00011416 | 0.0043612 | 0.3623 | 0.8582 | 0.069028 | 0.49312 | 0.28213 | 0
3845 | 1 | 4.9661e-05 | 9.6109e-05 | 0 | 3.7595e-05 | 0.00011416 | 0.016314 | 0.35085 | 0.8437 | 0.11225 | 0.53936 | 0.081921 | 0
3846 | 1 | 7.0255e-05 | 7.9746e-05 | 0 | 9.3987e-05 | 0.00011416 | 0.054918 | 0.33 | 0.8444 | 0.1915 | 0.56913 | 0.001829 | 0
3847 | 1 | 0.00010234 | 5.148e-05 | 0 | 0.0001821 | 0.00011416 | 0.1226 | 0.32011 | 0.8987 | 0.28305 | 0.58047 | 0.018303 | 0
3848 | 1 | 0.00012812 | 1.8101e-05 | 0 | 0.0001586 | 0.00011416 | 0.20901 | 0.31914 | 0.9078 | 0.36949 | 0.5763 | 0.16083 | 0.10908
3849 | 1 | 0.00014239 | 0 | 0 | 0.00014685 | 0.00011416 | 0.28558 | 0.3332 | 0.9121 | 0.3365 | 0.56399 | 0.20159 | 0.29491
3850 | 1 | 0.00014506 | 0 | 0 | 0.00016448 | 0.00011416 | 0.34437 | 0.36288 | 0.9142 | 0.32919 | 0.56389 | 0.11721 | 0.48617
3851 | 1 | 0.00014993 | 0 | 0 | 0.00018797 | 0.00011416 | 0.38814 | 0.39546 | 0.9194 | 0.28111 | 0.55119 | 0.033674 | 0.65841
3852 | 1 | 0.00015451 | 0 | 0 | 0.00020677 | 0.00011416 | 0.40494 | 0.39953 | 0.9255 | 0.24726 | 0.52918 | 0.0013373 | 0.80448
3853 | 1 | 0.00014887 | 0 | 0 | 0.00018797 | 0.00011416 | 0.40769 | 0.39546 | 0.919 | 0.24617 | 0.52143 | 0.081485 | 0.91307
3854 | 1 | 0.00014719 | 0 | 0 | 0.00019032 | 0.00011416 | 0.37991 | 0.38053 | 0.8992 | 0.19552 | 0.52375 | 0.3352 | 0.88481
3855 | 1 | 0.00013972 | 0 | 0 | 0.00021382 | 0.00011416 | 0.33355 | 0.36773 | 0.8692 | 0.19211 | 0.52589 | 0.43173 | 0.77518
3856 | 1 | 0.00013446 | 0 | 0 | 0.00022322 | 0.00011416 | 0.27185 | 0.36317 | 0.8226 | 0.21098 | 0.55139 | 0.26569 | 0.6952
3857 | 1 | 0.00013075 | 0 | 0 | 0.00022322 | 0.00011416 | 0.1864 | 0.35628 | 0.7685 | 0.327 | 0.58939 | 0.077214 | 0.52054
3858 | 1 | 0.0001335 | 0 | 0 | 0.00016448 | 0.00011416 | 0.10644 | 0.34407 | 0.7437 | 0.42087 | 0.61421 | 0.00178 | 0.30263
3859 | 1 | 0.0001336 | 0 | 0 | 0.00011748 | 0.00011416 | 0.044904 | 0.31381 | 0.7742 | 0.28013 | 0.60491 | 0.016592 | 0.1178
3860 | 1 | 0.00011923 | 0 | 0 | 8.8113e-05 | 0.00011416 | 0.012437 | 0.29849 | 0.8132 | 0.2066 | 0.58765 | 0.14976 | 0
3861 | 1 | 0.0001111 | 0 | 0 | 5.8742e-05 | 0.00011416 | 0 | 0.31701 | 0.7941 | 0.2307 | 0.5701 | 0.18967 | 0
3862 | 1 | 0.00012275 | 0 | 0 | 3.7595e-05 | 0.00011416 | 0 | 0.31449 | 0.7182 | 0.22157 | 0.54276 | 0.11122 | 0
3863 | 1 | 0.00012673 | 3.3543e-06 | 0 | 2.3497e-05 | 0.00011416 | 0 | 0.28763 | 0.5995 | 0.11444 | 0.53287 | 0.032448 | 0
3864 | 1 | 0.00010656 | 1.0615e-05 | 0 | 9.3987e-06 | 0.00011416 | 0 | 0.26096 | 0.5536 | 0.093377 | 0.50388 | 0.0013373 | 0
3865 | 1 | 8.9802e-05 | 1.7385e-05 | 0 | 5.8742e-06 | 0.00011416 | 0 | 0.2469 | 0.525 | 0.10494 | 0.48798 | 0.073557 | 0
3866 | 1 | 7.9917e-05 | 2.4196e-05 | 0 | 2.3497e-06 | 0.00011416 | 0 | 0.23943 | 0.5236 | 0.1008 | 0.48972 | 0.30527 | 0
3867 | 1 | 6.5938e-05 | 3.1334e-05 | 0 | 1.1748e-06 | 0.00011416 | 0 | 0.2436 | 0.5236 | 0.08522 | 0.48953 | 0.39249 | 0
3868 | 1 | 6.0717e-05 | 3.8165e-05 | 0 | 1.4098e-05 | 0.00011416 | 0.0050073 | 0.23216 | 0.5279 | 0.08802 | 0.48584 | 0.24223 | 0
3869 | 1 | 6.776e-05 | 3.4279e-05 | 0 | 3.7595e-05 | 0.00011416 | 0.020029 | 0.22498 | 0.5451 | 0.11675 | 0.51008 | 0.070496 | 0
3870 | 1 | 9.1697e-05 | 8.038e-06 | 0 | 9.3987e-05 | 0.00011416 | 0.071394 | 0.18862 | 0.442 | 0.22206 | 0.54731 | 0.0017082 | 0
3871 | 1 | 0.00011801 | 0 | 0 | 0.0001821 | 0.00011416 | 0.16879 | 0.13344 | 0.2396 | 0.43462 | 0.56176 | 0.01423 | 0
3872 | 1 | 0.00013322 | 0 | 0 | 0.0001586 | 0.00011416 | 0.28751 | 0.11695 | 0.2021 | 0.44619 | 0.56768 | 0.13412 | 0.11752
3873 | 1 | 0.00014364 | 0 | 0 | 0.00014685 | 0.00011416 | 0.38088 | 0.11142 | 0.1691 | 0.43779 | 0.56554 | 0.17269 | 0.29433
3874 | 1 | 0.00014207 | 0 | 0.00044178 | 0.00016448 | 0.00011416 | 0.43886 | 0.11133 | 0.176 | 0.42841 | 0.55643 | 0.10263 | 0.4954
3875 | 1 | 0.00014153 | 0 | 0.0008976 | 0.00018797 | 0.00011416 | 0.4941 | 0.11472 | 0.2313 | 0.37083 | 0.55245 | 0.030666 | 0.65867
3876 | 1 | 0.00014079 | 0 | 0.0012019 | 0.00020677 | 0.00011416 | 0.50573 | 0.1154 | 0.3238 | 0.32323 | 0.54499 | 0.0013373 | 0.80476
3877 | 1 | 0.00013554 | 0 | 0.0013649 | 0.00018797 | 0.00011416 | 0.5059 | 0.11065 | 0.4186 | 0.32932 | 0.53839 | 0.06381 | 0.87912
3878 | 1 | 0.00013487 | 0 | 0.0014054 | 0.00019032 | 0.00011416 | 0.45857 | 0.11559 | 0.3711 | 0.33151 | 0.53791 | 0.26822 | 0.90235
3879 | 1 | 0.00012941 | 0 | 0.0013509 | 0.00021382 | 0.00011416 | 0.37845 | 0.11627 | 0.2256 | 0.26382 | 0.55303 | 0.34396 | 0.85371
3880 | 1 | 0.0001255 | 0 | 0.0012283 | 0.00022322 | 0.00011416 | 0.28525 | 0.11938 | 0.2337 | 0.39676 | 0.57087 | 0.21317 | 0.79362
3881 | 1 | 0.00012409 | 0 | 0.0010189 | 0.00022322 | 0.00011416 | 0.18495 | 0.13159 | 0.1701 | 0.42075 | 0.59094 | 0.062162 | 0.52112
3882 | 1 | 0.00012852 | 0 | 0.00066097 | 0.00016448 | 0.00011416 | 0.098692 | 0.13567 | 0.0545 | 0.4233 | 0.5957 | 0.0016155 | 0.30333
3883 | 1 | 0.00013563 | 0 | 0 | 0.00011748 | 0.00011416 | 0.039735 | 0.13829 | 0.0132 | 0.3813 | 0.60045 | 0.011446 | 0.10745
3884 | 1 | 0.00012142 | 0 | 0 | 8.8113e-05 | 0.00011416 | 0.011307 | 0.17 | 0.004 | 0.21938 | 0.59763 | 0.11501 | 0
3885 | 1 | 0.00011383 | 0 | 0 | 5.8742e-05 | 0.00011416 | 0 | 0.19666 | 0.0125 | 0.26893 | 0.59531 | 0.15168 | 0
3886 | 1 | 0.00012566 | 0 | 0 | 3.7595e-05 | 0.00011416 | 0 | 0.20355 | 0.0287 | 0.22303 | 0.56952 | 0.091868 | 0
3887 | 1 | 0.0001299 | 0 | 0 | 2.3497e-05 | 0.00011416 | 0 | 0.20491 | 0.093 | 0.12564 | 0.54567 | 0.028393 | 0
3888 | 1 | 0.00011002 | 0 | 0 | 9.3987e-06 | 0.00011416 | 0 | 0.19317 | 0.2109 | 0.12162 | 0.52085 | 0.0013373 | 0
3889 | 1 | 9.5041e-05 | 0 | 0 | 5.8742e-06 | 0.00011416 | 0 | 0.17232 | 0.2443 | 0.10531 | 0.49699 | 0.057093 | 0
3890 | 1 | 8.737e-05 | 0 | 0 | 2.3497e-06 | 0.00011416 | 0 | 0.16476 | 0.2431 | 0.095812 | 0.47877 | 0.24249 | 0
3891 | 1 | 7.4915e-05 | 0 | 0 | 1.1748e-06 | 0.00011416 | 0 | 0.16214 | 0.3117 | 0.090577 | 0.47751 | 0.31032 | 0
3892 | 1 | 7.1403e-05 | 0 | 0 | 1.4098e-05 | 0.00011416 | 0.0038766 | 0.1506 | 0.5437 | 0.093377 | 0.48933 | 0.19297 | 0
3893 | 1 | 7.6915e-05 | 0 | 0 | 3.7595e-05 | 0.00011416 | 0.014376 | 0.14721 | 0.7333 | 0.1159 | 0.51425 | 0.056361 | 0
3894 | 1 | 9.3224e-05 | 0 | 0 | 9.3987e-05 | 0.00011416 | 0.048457 | 0.14866 | 0.818 | 0.2223 | 0.55856 | 0.0015481 | 0
3895 | 1 | 0.00011748 | 0 | 0 | 0.0001821 | 0.00011416 | 0.10483 | 0.11162 | 0.7984 | 0.37022 | 0.5988 | 0.0096143 | 0
3896 | 1 | 0.0001335 | 0 | 0 | 0.0001586 | 0.00011416 | 0.17525 | 0.089992 | 0.716 | 0.41064 | 0.61286 | 0.10194 | 0.10829
3897 | 1 | 0.00014445 | 0 | 0 | 0.00014685 | 0.00011416 | 0.24148 | 0.10153 | 0.7137 | 0.41709 | 0.61538 | 0.13708 | 0.29377
3898 | 1 | 0.00015079 | 0 | 0 | 0.00016448 | 0.00011416 | 0.30464 | 0.12413 | 0.7036 | 0.40139 | 0.59938 | 0.084313 | 0.49473
3899 | 1 | 0.00014981 | 0 | 0.00023919 | 0.00018797 | 0.00011416 | 0.33743 | 0.13402 | 0.6417 | 0.35659 | 0.59967 | 0.026764 | 0.68356
3900 | 1 | 0.00015114 | 0 | 0.0003358 | 0.00020677 | 0.00011416 | 0.34922 | 0.16815 | 0.5579 | 0.30387 | 0.58852 | 0.0013373 | 0.80397
3901 | 1 | 0.00014532 | 0 | 0.00026388 | 0.00018797 | 0.00011416 | 0.33516 | 0.16699 | 0.4975 | 0.2794 | 0.57592 | 0.046976 | 0.9125
3902 | 1 | 0.000144 | 0 | 0.00011917 | 0.00019032 | 0.00011416 | 0.32321 | 0.18522 | 0.4654 | 0.17994 | 0.56845 | 0.20336 | 0.90276
3903 | 1 | 0.00013756 | 0 | 0 | 0.00021382 | 0.00011416 | 0.30189 | 0.20937 | 0.4172 | 0.1523 | 0.55604 | 0.25925 | 0.85417
3904 | 1 | 0.00012938 | 0 | 0 | 0.00022322 | 0.00011416 | 0.24778 | 0.20384 | 0.3825 | 0.25164 | 0.55284 | 0.1622 | 0.69625
3905 | 1 | 0.00012579 | 0 | 0 | 0.00022322 | 0.00011416 | 0.17752 | 0.18338 | 0.3669 | 0.40285 | 0.58212 | 0.047516 | 0.54308
3906 | 1 | 0.00012579 | 0 | 0 | 0.00016448 | 0.00011416 | 0.099338 | 0.16883 | 0.3403 | 0.38093 | 0.60335 | 0.0014402 | 0.30999
3907 | 1 | 0.00012327 | 0 | 0 | 0.00011748 | 0.00011416 | 0.040543 | 0.15855 | 0.2802 | 0.28902 | 0.61257 | 0.0070149 | 0.12215
3908 | 1 | 0.00011109 | 0 | 0 | 8.8113e-05 | 0.00011416 | 0.012114 | 0.15264 | 0.2726 | 0.24422 | 0.6273 | 0.082421 | 0
3909 | 1 | 0.00010397 | 0 | 0 | 5.8742e-05 | 0.00011416 | 0 | 0.15981 | 0.2651 | 0.35245 | 0.62779 | 0.11489 | 0
3910 | 1 | 0.00011672 | 0 | 0 | 3.7595e-05 | 0.00011416 | 0 | 0.17281 | 0.1957 | 0.28853 | 0.62536 | 0.072661 | 0
3911 | 1 | 0.00012012 | 7.5472e-06 | 0 | 2.3497e-05 | 0.00011416 | 0 | 0.17824 | 0.1377 | 0.19625 | 0.59841 | 0.02419 | 0
3912 | 1 | 9.727e-05 | 1.8817e-05 | 0 | 9.3987e-06 | 0.00011416 | 0 | 0.16224 | 0.1122 | 0.16009 | 0.56923 | 0.0013373 | 0
3913 | 1 | 7.8339e-05 | 2.8982e-05 | 0 | 5.8742e-06 | 0.00011416 | 0 | 0.15041 | 0.1046 | 0.15145 | 0.56254 | 0.039802 | 0
3914 | 1 | 6.6506e-05 | 3.8124e-05 | 0 | 2.3497e-06 | 0.00011416 | 0 | 0.12325 | 0.0882 | 0.10957 | 0.56661 | 0.17527 | 0
3915 | 1 | 5.1636e-05 | 4.6183e-05 | 0 | 1.1748e-06 | 0.00011416 | 0 | 0.094356 | 0.0638 | 0.11809 | 0.56108 | 0.22268 | 0
3916 | 1 | 4.3609e-05 | 5.3198e-05 | 0 | 1.4098e-05 | 0.00011416 | 0.0035535 | 0.094259 | 0.0254 | 0.13964 | 0.56195 | 0.14009 | 0
3917 | 1 | 4.3021e-05 | 5.1092e-05 | 0 | 3.7595e-05 | 0.00011416 | 0.017122 | 0.09232 | 0.0022 | 0.1719 | 0.5572 | 0.041147 | 0
3918 | 1 | 5.065e-05 | 2.9821e-05 | 0 | 9.3987e-05 | 0.00011416 | 0.062026 | 0.084465 | 0.0007 | 0.17592 | 0.56564 | 0.0013575 | 0
3919 | 1 | 6.8388e-05 | 1.0022e-06 | 0 | 0.0001821 | 0.00011416 | 0.14731 | 0.082234 | 0.0003 | 0.18395 | 0.57475 | 0.0053101 | 0
3920 | 1 | 8.3125e-05 | 0 | 0 | 0.0001586 | 0.00011416 | 0.2565 | 0.090089 | 0.0005 | 0.27453 | 0.59337 | 0.068734 | 0.075682
3921 | 1 | 9.7185e-05 | 0 | 0 | 0.00014685 | 0.00011416 | 0.35019 | 0.094841 | 0.0008 | 0.27575 | 0.59938 | 0.098975 | 0.11973
3922 | 1 | 0.00010537 | 0 | 0 | 0.00016448 | 0.00011416 | 0.41819 | 0.10968 | 0.0007 | 0.2357 | 0.59889 | 0.064153 | 0.1098
3923 | 1 | 0.0001094 | 0 | 0 | 0.00018797 | 0.00011416 | 0.4597 | 0.11705 | 0.0003 | 0.21889 | 0.58901 | 0.022253 | 0.3573
3924 | 1 | 0.00011792 | 0 | 0 | 0.00020677 | 0.00011416 | 0.47424 | 0.12316 | 0.0002 | 0.12734 | 0.57398 | 0.0013373 | 0.21138
3925 | 1 | 0.00010948 | 0 | 0.00012555 | 0.00018797 | 0.00011416 | 0.46681 | 0.12742 | 0.0002 | 0.1327 | 0.55042 | 0.033399 | 0.34161
3926 | 1 | 0.00010274 | 0 | 0.00017833 | 0.00019032 | 0.00011416 | 0.42255 | 0.12519 | 0.0001 | 0.14268 | 0.54596 | 0.1499 | 0.0024514
3927 | 1 | 9.5141e-05 | 0 | 0.00013492 | 0.00021382 | 0.00011416 | 0.35972 | 0.10696 | 0 | 0.14475 | 0.54247 | 0.18973 | 0.043992
3928 | 1 | 9.1417e-05 | 0 | 7.6609e-06 | 0.00022322 | 0.00011416 | 0.28412 | 0.097071 | 0.0012 | 0.14256 | 0.54334 | 0.12009 | 0
3929 | 1 | 9.095e-05 | 0 | 0 | 0.00022322 | 0.00011416 | 0.18931 | 0.09135 | 0.0115 | 0.21816 | 0.56254 | 0.035373 | 0.040092
3930 | 1 | 9.5339e-05 | 0 | 0 | 0.00016448 | 0.00011416 | 0.099984 | 0.079228 | 0.0353 | 0.25505 | 0.57747 | 0.0012781 | 0.16835
3931 | 1 | 9.533e-05 | 0 | 0 | 0.00011748 | 0.00011416 | 0.039089 | 0.07341 | 0.0869 | 0.28731 | 0.57989 | 0.0039066 | 0
3932 | 1 | 8.6272e-05 | 0 | 0 | 8.8113e-05 | 0.00011416 | 0.011307 | 0.077676 | 0.201 | 0.24483 | 0.59948 | 0.056654 | 0
3933 | 1 | 8.2962e-05 | 0 | 0 | 5.8742e-05 | 0.00011416 | 0 | 0.084853 | 0.3417 | 0.3074 | 0.60607 | 0.084599 | 0
3934 | 1 | 9.7419e-05 | 5.7882e-06 | 0 | 3.7595e-05 | 0.00011416 | 0 | 0.098817 | 0.4099 | 0.32785 | 0.59027 | 0.056337 | 0
3935 | 1 | 0.00010292 | 1.7937e-05 | 0 | 2.3497e-05 | 0.00011416 | 0 | 0.11511 | 0.4727 | 0.19929 | 0.56283 | 0.020423 | 0
3936 | 1 | 8.2823e-05 | 2.9105e-05 | 0 | 9.3987e-06 | 0.00011416 | 0 | 0.11627 | 0.4829 | 0.17081 | 0.55653 | 0.0013373 | 0
3937 | 1 | 6.6632e-05 | 3.9045e-05 | 0 | 5.8742e-06 | 0.00011416 | 0 | 0.10085 | 0.4449 | 0.15961 | 0.53374 | 0.026411 | 0
3938 | 1 | 5.4401e-05 | 4.7717e-05 | 0 | 2.3497e-06 | 0.00011416 | 0 | 0.092611 | 0.4288 | 0.1523 | 0.52337 | 0.12178 | 0
3939 | 1 | 3.8237e-05 | 5.4978e-05 | 0 | 1.1748e-06 | 0.00011416 | 0 | 0.099399 | 0.4186 | 0.12406 | 0.52492 | 0.15333 | 0
3940 | 1 | 3.0093e-05 | 6.1523e-05 | 0 | 1.4098e-05 | 0.00011416 | 0.0041996 | 0.10619 | 0.4128 | 0.10044 | 0.5254 | 0.097883 | 0
3941 | 1 | 2.8735e-05 | 5.6082e-05 | 0 | 3.7595e-05 | 0.00011416 | 0.014214 | 0.10454 | 0.4201 | 0.10068 | 0.52821 | 0.02895 | 0
3942 | 1 | 3.2214e-05 | 3.6447e-05 | 0 | 9.3987e-05 | 0.00011416 | 0.049104 | 0.095035 | 0.3797 | 0.11225 | 0.53277 | 0.0011832 | 0
3943 | 1 | 4.4888e-05 | 1.0165e-05 | 0 | 0.0001821 | 0.00011416 | 0.10548 | 0.076998 | 0.374 | 0.12077 | 0.53103 | 0.0025314 | 0
3944 | 1 | 5.8336e-05 | 0 | 0 | 0.0001586 | 0.00011416 | 0.1759 | 0.0705 | 0.4376 | 0.11919 | 0.54169 | 0.043658 | 0
3945 | 1 | 7.1716e-05 | 0 | 0 | 0.00014685 | 0.00011416 | 0.25925 | 0.068367 | 0.4434 | 0.13733 | 0.56428 | 0.068679 | 0.019322
3946 | 1 | 8.2224e-05 | 0 | 0 | 0.00016448 | 0.00011416 | 0.35649 | 0.066234 | 0.3998 | 0.14731 | 0.56903 | 0.047495 | 0.10158
3947 | 1 | 9.0285e-05 | 0 | 0 | 0.00018797 | 0.00011416 | 0.40995 | 0.065652 | 0.3197 | 0.16265 | 0.59647 | 0.01828 | 0.0061397
3948 | 1 | 0.00010118 | 0 | 0 | 0.00020677 | 0.00011416 | 0.40947 | 0.064585 | 0.2443 | 0.14755 | 0.5925 | 0.0013373 | 0
3949 | 1 | 9.3142e-05 | 0 | 0 | 0.00018797 | 0.00011416 | 0.41108 | 0.072537 | 0.1946 | 0.13696 | 0.57388 | 0.02158 | 0.038844
3950 | 1 | 8.4585e-05 | 0 | 0 | 0.00019032 | 0.00011416 | 0.40623 | 0.086986 | 0.1539 | 0.1372 | 0.56147 | 0.10201 | 0.13961
3951 | 1 | 7.7074e-05 | 0 | 0 | 0.00021382 | 0.00011416 | 0.36521 | 0.092901 | 0.1447 | 0.14621 | 0.56312 | 0.12781 | 0.011299
3952 | 1 | 7.2781e-05 | 0 | 0 | 0.00022322 | 0.00011416 | 0.29947 | 0.091738 | 0.1771 | 0.15376 | 0.56768 | 0.082233 | 0.27903
3953 | 1 | 7.3186e-05 | 0 | 0 | 0.00022322 | 0.00011416 | 0.20837 | 0.092804 | 0.2187 | 0.19844 | 0.57388 | 0.024412 | 0.4469
3954 | 1 | 8.0365e-05 | 0 | 0 | 0.00016448 | 0.00011416 | 0.11113 | 0.099302 | 0.2528 | 0.2766 | 0.58047 | 0.0011108 | 0.25403
3955 | 1 | 8.8132e-05 | 0 | 0 | 0.00011748 | 0.00011416 | 0.040381 | 0.11433 | 0.3238 | 0.32773 | 0.58086 | 0.0016988 | 0.076707
3956 | 1 | 8.5607e-05 | 0 | 0 | 8.8113e-05 | 0.00011416 | 0.01163 | 0.12151 | 0.3983 | 0.30363 | 0.59327 | 0.034824 | 0
3957 | 1 | 8.3566e-05 | 4.7042e-06 | 0 | 5.8742e-05 | 0.00011416 | 0 | 0.13392 | 0.442 | 0.3936 | 0.62022 | 0.057486 | 0
3958 | 1 | 9.2793e-05 | 1.9758e-05 | 0 | 3.7595e-05 | 0.00011416 | 0 | 0.13955 | 0.4332 | 0.3057 | 0.60374 | 0.041127 | 0
3959 | 1 | 9.5062e-05 | 3.2132e-05 | 0 | 2.3497e-05 | 0.00011416 | 0 | 0.13014 | 0.3754 | 0.24568 | 0.59715 | 0.016678 | 0
3960 | 1 | 7.6136e-05 | 4.1867e-05 | 0 | 9.3987e-06 | 0.00011416 | 0 | 0.1185 | 0.2984 | 0.2559 | 0.59618 | 0.0013373 | 0
3961 | 1 | 6.0419e-05 | 4.9578e-05 | 0 | 5.8742e-06 | 0.00011416 | 0 | 0.10813 | 0.2764 | 0.21427 | 0.59589 | 0.017378 | 0
3962 | 1 | 5.212e-05 | 5.4937e-05 | 0 | 2.3497e-06 | 0.00011416 | 0 | 0.10066 | 0.2726 | 0.21269 | 0.58697 | 0.084504 | 0
3963 | 1 | 3.9424e-05 | 5.8762e-05 | 0 | 1.1748e-06 | 0.00011416 | 0 | 0.10056 | 0.2589 | 0.21816 | 0.58367 | 0.10529 | 0
3964 | 1 | 3.7089e-05 | 6.2361e-05 | 0 | 1.4098e-05 | 0.00011416 | 0.0041996 | 0.10464 | 0.2491 | 0.2413 | 0.58445 | 0.068347 | 0
3965 | 1 | 4.7162e-05 | 5.9437e-05 | 0 | 3.7595e-05 | 0.00011416 | 0.015022 | 0.10095 | 0.2396 | 0.29462 | 0.58939 | 0.020374 | 0
3966 | 1 | 6.9947e-05 | 4.2501e-05 | 0 | 9.3987e-05 | 0.00011416 | 0.052496 | 0.094065 | 0.1771 | 0.35488 | 0.59696 | 0.0010414 | 0
3967 | 1 | 0.00010285 | 1.853e-05 | 0 | 0.0001821 | 0.00011416 | 0.12486 | 0.08621 | 0.1359 | 0.42355 | 0.59899 | 0.0010722 | 0
3968 | 1 | 0.00012574 | 0 | 0 | 0.0001586 | 0.00011416 | 0.21822 | 0.083204 | 0.1412 | 0.42805 | 0.59599 | 0.02727 | 0.068495
3969 | 1 | 0.00013506 | 0 | 0 | 0.00014685 | 0.00011416 | 0.31013 | 0.080489 | 0.1529 | 0.40078 | 0.61441 | 0.047581 | 0.13647
3970 | 1 | 0.00013965 | 0 | 0 | 0.00016448 | 0.00011416 | 0.37248 | 0.081846 | 0.1576 | 0.42525 | 0.6242 | 0.035355 | 0.37083
3971 | 1 | 0.00014434 | 0 | 0 | 0.00018797 | 0.00011416 | 0.40494 | 0.080392 | 0.1412 | 0.40114 | 0.61799 | 0.015172 | 0.33927
3972 | 1 | 0.00014848 | 0 | 0 | 0.00020677 | 0.00011416 | 0.40898 | 0.080392 | 0.1177 | 0.34636 | 0.61926 | 0.0013373 | 0.045541
3973 | 1 | 0.00014486 | 0 | 0 | 0.00018797 | 0.00011416 | 0.38588 | 0.087762 | 0.1002 | 0.35293 | 0.60917 | 0.014612 | 0.0070534
3974 | 1 | 0.00014211 | 0 | 0 | 0.00019032 | 0.00011416 | 0.36408 | 0.09678 | 0.0987 | 0.27757 | 0.59473 | 0.072776 | 0.095461
3975 | 1 | 0.00013479 | 0 | 0 | 0.00021382 | 0.00011416 | 0.32127 | 0.10531 | 0.1031 | 0.26796 | 0.5828 | 0.090263 | 0
3976 | 1 | 0.00012853 | 0 | 0 | 0.00022322 | 0.00011416 | 0.26425 | 0.12316 | 0.1145 | 0.271 | 0.58726 | 0.059026 | 0
3977 | 1 | 0.00012477 | 0 | 0 | 0.00022322 | 0.00011416 | 0.19028 | 0.14216 | 0.1483 | 0.29352 | 0.60035 | 0.017657 | 0.0037551
3978 | 1 | 0.00012719 | 0 | 0 | 0.00016448 | 0.00011416 | 0.10871 | 0.16651 | 0.1925 | 0.31921 | 0.59967 | 0.00099127 | 0
3979 | 1 | 0.00012799 | 0 | 0 | 0.00011748 | 0.00011416 | 0.043773 | 0.15778 | 0.2431 | 0.31178 | 0.59579 | 0.00071998 | 0
3980 | 1 | 0.00011506 | 0 | 0 | 8.8113e-05 | 0.00011416 | 0.012437 | 0.14847 | 0.394 | 0.26747 | 0.58658 | 0.022384 | 0
3981 | 1 | 0.00010013 | 1.6649e-05 | 0 | 5.8742e-05 | 0.00011416 | 0 | 0.15438 | 0.5408 | 0.35196 | 0.60064 | 0.04095 | 0
3982 | 1 | 0.00010763 | 2.9391e-05 | 0 | 3.7595e-05 | 0.00011416 | 0 | 0.16311 | 0.5593 | 0.31203 | 0.60529 | 0.0314 | 0
3983 | 1 | 0.00010968 | 4.1274e-05 | 0 | 2.3497e-05 | 0.00011416 | 0 | 0.16379 | 0.4961 | 0.20368 | 0.59027 | 0.014105 | 0
3984 | 1 | 8.8701e-05 | 5.2033e-05 | 0 | 9.3987e-06 | 0.00011416 | 0 | 0.16195 | 0.4274 | 0.20088 | 0.58503 | 0.0013373 | 0
3985 | 1 | 7.1538e-05 | 6.187e-05 | 0 | 5.8742e-06 | 0.00011416 | 0 | 0.16234 | 0.3669 | 0.20051 | 0.5765 | 0.012157 | 0
3986 | 1 | 6.1723e-05 | 7.0604e-05 | 0 | 2.3497e-06 | 0.00011416 | 0 | 0.1571 | 0.343 | 0.19929 | 0.57921 | 0.062188 | 0
3987 | 1 | 4.8489e-05 | 7.8192e-05 | 0 | 1.1748e-06 | 0.00011416 | 0 | 0.16466 | 0.3403 | 0.19893 | 0.56118 | 0.076735 | 0
3988 | 1 | 4.3374e-05 | 8.5862e-05 | 0 | 1.4098e-05 | 0.00011416 | 0.0041996 | 0.1666 | 0.343 | 0.20404 | 0.55148 | 0.050594 | 0
3989 | 1 | 4.9132e-05 | 8.4757e-05 | 0 | 3.7595e-05 | 0.00011416 | 0.016476 | 0.16137 | 0.3265 | 0.21463 | 0.56089 | 0.015193 | 0
3990 | 1 | 7.0994e-05 | 6.6186e-05 | 0 | 9.3987e-05 | 0.00011416 | 0.057503 | 0.13557 | 0.2528 | 0.21402 | 0.58581 | 0.00094279 | 0
3991 | 1 | 0.00010497 | 3.7674e-05 | 0 | 0.0001821 | 0.00011416 | 0.13293 | 0.10551 | 0.2302 | 0.28439 | 0.60054 | 0.00045479 | 0
3992 | 1 | 0.00013031 | 5.5428e-06 | 0 | 0.0001586 | 0.00011416 | 0.23179 | 0.097362 | 0.2348 | 0.43036 | 0.60927 | 0.01812 | 0
3993 | 1 | 0.00014116 | 0 | 0 | 0.00014685 | 0.00011416 | 0.33161 | 0.12073 | 0.236 | 0.36791 | 0.6084 | 0.034965 | 0
3994 | 1 | 0.00014473 | 0 | 0 | 0.00016448 | 0.00011416 | 0.39089 | 0.14653 | 0.2142 | 0.31507 | 0.62478 | 0.027752 | 0.00089143
3995 | 1 | 0.0001493 | 0 | 0 | 0.00018797 | 0.00011416 | 0.42126 | 0.15273 | 0.2187 | 0.28342 | 0.62119 | 0.013088 | 0.047992
3996 | 1 | 0.00015136 | 0 | 0 | 0.00020677 | 0.00011416 | 0.43692 | 0.15729 | 0.2407 | 0.23716 | 0.61528 | 0.0013373 | 0.11766
3997 | 1 | 0.00014804 | 0 | 0 | 0.00018797 | 0.00011416 | 0.41157 | 0.16447 | 0.2867 | 0.39883 | 0.60801 | 0.010683 | 0.23864
3998 | 1 | 0.0001465 | 0 | 0 | 0.00019032 | 0.00011416 | 0.37409 | 0.17484 | 0.3389 | 0.33516 | 0.60578 | 0.055732 | 0.51984
3999 | 1 | 0.00013824 | 0 | 0 | 0.00021382 | 0.00011416 | 0.33468 | 0.19579 | 0.384 | 0.29523 | 0.59812 | 0.068513 | 0.61967
4000 | 1 | 0.00013113 | 0 | 0 | 0.00022322 | 0.00011416 | 0.26813 | 0.21936 | 0.4522 | 0.33845 | 0.59298 | 0.045444 | 0.62067
4001 | 1 | 0.00012675 | 0 | 0 | 0.00022322 | 0.00011416 | 0.18462 | 0.24341 | 0.5164 | 0.32299 | 0.60481 | 0.013684 | 0.47626
4002 | 1 | 0.00012795 | 0 | 0 | 0.00016448 | 0.00011416 | 0.10774 | 0.24942 | 0.5394 | 0.33613 | 0.6242 | 0.00091137 | 0.038755
4003 | 1 | 0.00012796 | 0 | 0 | 0.00011748 | 0.00011416 | 0.046519 | 0.23642 | 0.5077 | 0.29389 | 0.6211 | 0.00032027 | 0.0046243
4004 | 1 | 0.00010968 | 1.714e-05 | 0 | 8.8113e-05 | 0.00011416 | 0.013407 | 0.21528 | 0.5593 | 0.21719 | 0.6052 | 0.015602 | 0
4005 | 1 | 9.3089e-05 | 4.1908e-05 | 0 | 5.8742e-05 | 0.00011416 | 0 | 0.23371 | 0.6404 | 0.24531 | 0.61101 | 0.031318 | 0
4006 | 1 | 0.00010115 | 5.555e-05 | 0 | 3.7595e-05 | 0.00011416 | 0 | 0.24263 | 0.6443 | 0.22462 | 0.61741 | 0.025484 | 0
4007 | 1 | 0.00010276 | 6.8599e-05 | 0 | 2.3497e-05 | 0.00011416 | 0 | 0.24011 | 0.6008 | 0.18493 | 0.61072 | 0.012438 | 0
4008 | 1 | 7.9757e-05 | 7.9828e-05 | 0 | 9.3987e-06 | 0.00011416 | 0 | 0.24147 | 0.5351 | 0.19357 | 0.60452 | 0.0013373 | 0
4009 | 1 | 6.2052e-05 | 9.0464e-05 | 0 | 5.8742e-06 | 0.00011416 | 0 | 0.22983 | 0.4712 | 0.20964 | 0.602 | 0.0099928 | 0
4010 | 1 | 5.2089e-05 | 0.00010069 | 0 | 2.3497e-06 | 0.00011416 | 0 | 0.22003 | 0.4361 | 0.19077 | 0.60093 | 0.052679 | 0
4011 | 1 | 3.7273e-05 | 0.00011094 | 0 | 1.1748e-06 | 0.00011416 | 0 | 0.20675 | 0.4332 | 0.17701 | 0.58658 | 0.064631 | 0
4012 | 1 | 3.1335e-05 | 0.00012096 | 0 | 1.4098e-05 | 0.00011416 | 0.0035535 | 0.19375 | 0.4303 | 0.19418 | 0.57844 | 0.043006 | 0
4013 | 1 | 3.9304e-05 | 0.00011513 | 0 | 3.7595e-05 | 0.00011416 | 0.020837 | 0.17659 | 0.3883 | 0.19126 | 0.58387 | 0.012969 | 0
4014 | 1 | 6.4885e-05 | 8.4798e-05 | 0 | 9.3987e-05 | 0.00011416 | 0.076401 | 0.141 | 0.2043 | 0.25737 | 0.59977 | 0.00089592 | 0
4015 | 1 | 0.00010099 | 4.3299e-05 | 0 | 0.0001821 | 0.00011416 | 0.18753 | 0.10308 | 0.1394 | 0.327 | 0.61586 | 0.00026432 | 0
4016 | 1 | 0.00012982 | 0 | 0 | 0.0001586 | 0.00011416 | 0.33387 | 0.098041 | 0.1233 | 0.43962 | 0.62963 | 0.014435 | 0.13064
4017 | 1 | 0.00013908 | 0 | 0 | 0.00014685 | 0.00011416 | 0.46245 | 0.10939 | 0.0784 | 0.45982 | 0.62614 | 0.029594 | 0.33833
4018 | 1 | 0.00014272 | 0 | 0 | 0.00016448 | 0.00011416 | 0.55403 | 0.12151 | 0.0524 | 0.45228 | 0.63477 | 0.024398 | 0.54033
4019 | 1 | 0.00014656 | 0 | 0 | 0.00018797 | 0.00011416 | 0.5991 | 0.13315 | 0.0392 | 0.39311 | 0.64602 | 0.012122 | 0.7336
4020 | 1 | 0.00015043 | 0 | 0 | 0.00020677 | 0.00011416 | 0.62203 | 0.1443 | 0.0429 | 0.29133 | 0.63176 | 0.0013373 | 0.84865
4021 | 1 | 0.00014649 | 0 | 0 | 0.00018797 | 0.00011416 | 0.61105 | 0.15458 | 0.065 | 0.29815 | 0.63351 | 0.0099928 | 0.92817
4022 | 1 | 0.0001449 | 0 | 8.5121e-07 | 0.00019032 | 0.00011416 | 0.5781 | 0.17067 | 0.1061 | 0.29036 | 0.61324 | 0.052679 | 0.99024
4023 | 1 | 0.00013698 | 0 | 2.3834e-05 | 0.00021382 | 0.00011416 | 0.52318 | 0.18066 | 0.1548 | 0.26832 | 0.61198 | 0.064631 | 0.93782
4024 | 1 | 0.00013166 | 0 | 0 | 0.00022322 | 0.00011416 | 0.4198 | 0.19366 | 0.2 | 0.36754 | 0.61392 | 0.043006 | 0.76848
4025 | 1 | 0.00012756 | 0 | 0 | 0.00022322 | 0.00011416 | 0.29058 | 0.20626 | 0.2267 | 0.35659 | 0.62168 | 0.012969 | 0.6097
4026 | 1 | 0.00012898 | 0 | 0 | 0.00016448 | 0.00011416 | 0.15571 | 0.20268 | 0.2407 | 0.40857 | 0.63671 | 0.00089592 | 0.35802
4027 | 1 | 0.00012826 | 0 | 0 | 0.00011748 | 0.00011416 | 0.057018 | 0.18406 | 0.2589 | 0.44388 | 0.63438 | 0.00026432 | 0.14332
4028 | 1 | 0.0001163 | 0 | 0 | 8.8113e-05 | 0.00011416 | 0.015022 | 0.17058 | 0.3458 | 0.3578 | 0.61703 | 0.014435 | 0
4029 | 1 | 0.00010575 | 9.2243e-06 | 0 | 5.8742e-05 | 0.00011416 | 0 | 0.17475 | 0.4186 | 0.43499 | 0.61402 | 0.029594 | 0
4030 | 1 | 0.00011402 | 2.2519e-05 | 0 | 3.7595e-05 | 0.00011416 | 0 | 0.18842 | 0.4259 | 0.44156 | 0.62924 | 0.024398 | 0
4031 | 1 | 0.0001164 | 3.2888e-05 | 0 | 2.3497e-05 | 0.00011416 | 0 | 0.20103 | 0.3782 | 0.26577 | 0.61354 | 0.012122 | 0
4032 | 1 | 9.5111e-05 | 4.0824e-05 | 0 | 9.3987e-06 | 0.00011416 | 0 | 0.19366 | 0.2841 | 0.23338 | 0.60239 | 0.0013373 | 0
4033 | 1 | 7.869e-05 | 4.7022e-05 | 0 | 5.8742e-06 | 0.00011416 | 0 | 0.19463 | 0.2142 | 0.21682 | 0.59986 | 0.010683 | 0
4034 | 1 | 6.9492e-05 | 5.2707e-05 | 0 | 2.3497e-06 | 0.00011416 | 0 | 0.19172 | 0.1771 | 0.19028 | 0.59822 | 0.055732 | 0
4035 | 1 | 5.6496e-05 | 5.7718e-05 | 0 | 1.1748e-06 | 0.00011416 | 0 | 0.18978 | 0.176 | 0.18237 | 0.60617 | 0.068513 | 0
4036 | 1 | 5.1308e-05 | 6.2954e-05 | 0 | 1.4098e-05 | 0.00011416 | 0.0046842 | 0.18163 | 0.1894 | 0.22145 | 0.59841 | 0.045444 | 0
4037 | 1 | 5.9348e-05 | 5.6369e-05 | 0 | 3.7595e-05 | 0.00011416 | 0.018898 | 0.17242 | 0.236 | 0.23131 | 0.5924 | 0.013684 | 0
4038 | 1 | 8.3719e-05 | 2.9698e-05 | 0 | 9.3987e-05 | 0.00011416 | 0.067033 | 0.1634 | 0.1862 | 0.27392 | 0.60277 | 0.00091137 | 0
4039 | 1 | 0.00011704 | 0 | 0 | 0.0001821 | 0.00011416 | 0.15749 | 0.15506 | 0.1781 | 0.39676 | 0.61509 | 0.00032027 | 0
4040 | 1 | 0.0001328 | 0 | 0 | 0.0001586 | 0.00011416 | 0.26555 | 0.14944 | 0.2407 | 0.42257 | 0.61896 | 0.015602 | 0.12113
4041 | 1 | 0.00014233 | 0 | 0 | 0.00014685 | 0.00011416 | 0.36036 | 0.15138 | 0.2688 | 0.44582 | 0.61247 | 0.031318 | 0.33783
4042 | 1 | 0.00014665 | 0 | 0 | 0.00016448 | 0.00011416 | 0.42885 | 0.16078 | 0.279 | 0.42221 | 0.61761 | 0.025484 | 0.53896
4043 | 1 | 0.00015034 | 0 | 0 | 0.00018797 | 0.00011416 | 0.46971 | 0.17756 | 0.2984 | 0.45483 | 0.62381 | 0.012438 | 0.73211
4044 | 1 | 0.00015395 | 0 | 0 | 0.00020677 | 0.00011416 | 0.47844 | 0.18784 | 0.3683 | 0.39469 | 0.62643 | 0.0013373 | 0.91251
4045 | 1 | 0.00015076 | 0 | 0 | 0.00018797 | 0.00011416 | 0.45098 | 0.18774 | 0.4727 | 0.35062 | 0.63108 | 0.012157 | 0.99938
4046 | 1 | 0.00014889 | 0 | 0 | 0.00019032 | 0.00011416 | 0.41738 | 0.18629 | 0.5677 | 0.28305 | 0.62604 | 0.062188 | 0.98983
4047 | 1 | 0.00014116 | 0 | 0 | 0.00021382 | 0.00011416 | 0.38314 | 0.1891 | 0.6049 | 0.26625 | 0.62837 | 0.076735 | 0.95624
4048 | 1 | 0.00013514 | 0 | 0 | 0.00022322 | 0.00011416 | 0.32903 | 0.19346 | 0.5858 | 0.27283 | 0.62207 | 0.050594 | 0.79729
4049 | 1 | 0.00013111 | 0 | 0 | 0.00022322 | 0.00011416 | 0.23922 | 0.205 | 0.5322 | 0.37412 | 0.61518 | 0.015193 | 0.61072
4050 | 1 | 0.00013203 | 0 | 0 | 0.00016448 | 0.00011416 | 0.13326 | 0.20646 | 0.439 | 0.37241 | 0.61858 | 0.00094279 | 0.38608
4051 | 1 | 0.00013123 | 0 | 0 | 0.00011748 | 0.00011416 | 0.051042 | 0.18202 | 0.3655 | 0.26564 | 0.605 | 0.00045479 | 0.16007
4052 | 1 | 0.00011805 | 0 | 0 | 8.8113e-05 | 0.00011416 | 0.013891 | 0.17145 | 0.4274 | 0.26017 | 0.59841 | 0.01812 | 0
4053 | 1 | 0.00010541 | 1.4706e-05 | 0 | 5.8742e-05 | 0.00011416 | 0 | 0.16922 | 0.5077 | 0.34003 | 0.58842 | 0.034965 | 0
4054 | 1 | 0.00011128 | 3.113e-05 | 0 | 3.7595e-05 | 0.00011416 | 0 | 0.16466 | 0.5294 | 0.38057 | 0.57786 | 0.027752 | 0
4055 | 1 | 0.0001119 | 4.5978e-05 | 0 | 2.3497e-05 | 0.00011416 | 0 | 0.15497 | 0.4815 | 0.25262 | 0.56835 | 0.013088 | 0
4056 | 1 | 8.9384e-05 | 5.8659e-05 | 0 | 9.3987e-06 | 0.00011416 | 0 | 0.14139 | 0.4361 | 0.20891 | 0.57175 | 0.0013373 | 0
4057 | 1 | 7.2087e-05 | 6.8906e-05 | 0 | 5.8742e-06 | 0.00011416 | 0 | 0.13712 | 0.3768 | 0.22389 | 0.56583 | 0.014612 | 0
4058 | 1 | 6.1946e-05 | 7.7435e-05 | 0 | 2.3497e-06 | 0.00011416 | 0 | 0.13053 | 0.3334 | 0.18055 | 0.5669 | 0.072776 | 0
4059 | 1 | 4.8536e-05 | 8.5821e-05 | 0 | 1.1748e-06 | 0.00011416 | 0 | 0.12626 | 0.3472 | 0.14926 | 0.56535 | 0.090263 | 0
4060 | 1 | 4.2679e-05 | 9.4084e-05 | 0 | 1.4098e-05 | 0.00011416 | 0.0041996 | 0.12374 | 0.3584 | 0.15888 | 0.5638 | 0.059026 | 0
4061 | 1 | 5.0038e-05 | 8.7294e-05 | 0 | 3.7595e-05 | 0.00011416 | 0.01906 | 0.12413 | 0.343 | 0.19175 | 0.56302 | 0.017657 | 0
4062 | 1 | 7.4097e-05 | 5.8475e-05 | 0 | 9.3987e-05 | 0.00011416 | 0.065902 | 0.11559 | 0.2176 | 0.21135 | 0.56864 | 0.00099127 | 0
4063 | 1 | 0.00010728 | 2.5689e-05 | 0 | 0.0001821 | 0.00011416 | 0.14909 | 0.1025 | 0.1811 | 0.27417 | 0.57621 | 0.00071998 | 0
4064 | 1 | 0.00013054 | 0 | 0 | 0.0001586 | 0.00011416 | 0.25311 | 0.10047 | 0.1567 | 0.39396 | 0.58842 | 0.022384 | 0.1297
4065 | 1 | 0.00013995 | 0 | 0 | 0.00014685 | 0.00011416 | 0.36278 | 0.10551 | 0.1308 | 0.39652 | 0.59502 | 0.04095 | 0.2081
4066 | 1 | 0.00014227 | 0 | 0 | 0.00016448 | 0.00011416 | 0.45227 | 0.11724 | 0.1242 | 0.37838 | 0.60287 | 0.0314 | 0.49021
4067 | 1 | 0.00014522 | 0 | 0 | 0.00018797 | 0.00011416 | 0.50929 | 0.14061 | 0.1291 | 0.36121 | 0.60083 | 0.014105 | 0.73168
4068 | 1 | 0.00014851 | 0 | 0 | 0.00020677 | 0.00011416 | 0.52673 | 0.1666 | 0.1368 | 0.28646 | 0.60297 | 0.0013373 | 0.75472
4069 | 1 | 0.0001417 | 0 | 0 | 0.00018797 | 0.00011416 | 0.53029 | 0.18629 | 0.152 | 0.27904 | 0.59996 | 0.017378 | 0.90978
4070 | 1 | 0.00013679 | 0 | 0 | 0.00019032 | 0.00011416 | 0.52027 | 0.20025 | 0.1721 | 0.27502 | 0.59347 | 0.084504 | 1.064
4071 | 1 | 0.00012837 | 0 | 0 | 0.00021382 | 0.00011416 | 0.47714 | 0.20733 | 0.1957 | 0.26357 | 0.58726 | 0.10529 | 0.93841
4072 | 1 | 0.00012201 | 0 | 0 | 0.00022322 | 0.00011416 | 0.39525 | 0.20995 | 0.212 | 0.34733 | 0.58794 | 0.068347 | 0.76922
4073 | 1 | 0.00011971 | 0 | 0 | 0.00022322 | 0.00011416 | 0.28396 | 0.20549 | 0.2348 | 0.36815 | 0.58823 | 0.020374 | 0.61182
4074 | 1 | 0.0001211 | 0 | 0 | 0.00016448 | 0.00011416 | 0.1549 | 0.1923 | 0.2713 | 0.34819 | 0.58959 | 0.0010414 | 0.36023
4075 | 1 | 0.00011775 | 0 | 0 | 0.00011748 | 0.00011416 | 0.058795 | 0.17863 | 0.3211 | 0.31154 | 0.58678 | 0.0010722 | 0.16022
4076 | 1 | 0.00010486 | 9.6334e-06 | 0 | 8.8113e-05 | 0.00011416 | 0.015022 | 0.17446 | 0.423 | 0.2738 | 0.58658 | 0.02727 | 0
4077 | 1 | 9.0651e-05 | 3.7756e-05 | 0 | 5.8742e-05 | 0.00011416 | 0 | 0.17223 | 0.5308 | 0.34064 | 0.58474 | 0.047581 | 0
4078 | 1 | 9.947e-05 | 5.2196e-05 | 0 | 3.7595e-05 | 0.00011416 | 0 | 0.1634 | 0.5775 | 0.31848 | 0.59191 | 0.035355 | 0
4079 | 1 | 0.00010366 | 6.5184e-05 | 0 | 2.3497e-05 | 0.00011416 | 0 | 0.15351 | 0.5494 | 0.36511 | 0.56622 | 0.015172 | 0
4080 | 1 | 8.0566e-05 | 7.6535e-05 | 0 | 9.3987e-06 | 0.00011416 | 0 | 0.14672 | 0.4815 | 0.22656 | 0.55575 | 0.0013373 | 0
4081 | 1 | 6.1018e-05 | 8.6537e-05 | 0 | 5.8742e-06 | 0.00011416 | 0 | 0.14129 | 0.3955 | 0.14999 | 0.54237 | 0.020473 | 0
4082 | 1 | 4.9497e-05 | 9.4923e-05 | 0 | 2.3497e-06 | 0.00011416 | 0 | 0.13877 | 0.2893 | 0.12576 | 0.53946 | 0.097428 | 0
4083 | 1 | 3.4876e-05 | 0.00010243 | 0 | 1.1748e-06 | 0.00011416 | 0 | 0.12849 | 0.2087 | 0.10519 | 0.53694 | 0.12191 | 0
4084 | 1 | 2.7343e-05 | 0.0001094 | 0 | 1.4098e-05 | 0.00011416 | 0.0038766 | 0.12151 | 0.1585 | 0.10373 | 0.53704 | 0.0786 | 0
4085 | 1 | 2.9104e-05 | 9.9893e-05 | 0 | 3.7595e-05 | 0.00011416 | 0.019383 | 0.11472 | 0.1291 | 0.112 | 0.53578 | 0.023356 | 0
4086 | 1 | 3.9736e-05 | 6.682e-05 | 0 | 9.3987e-05 | 0.00011416 | 0.073009 | 0.10512 | 0.0765 | 0.1114 | 0.53006 | 0.0010931 | 0
4087 | 1 | 6.0764e-05 | 2.888e-05 | 0 | 0.0001821 | 0.00011416 | 0.17978 | 0.089895 | 0.0415 | 0.1579 | 0.52657 | 0.0015239 | 0
4088 | 1 | 8.3704e-05 | 0 | 0 | 0.0001586 | 0.00011416 | 0.314 | 0.084853 | 0.0254 | 0.28658 | 0.53607 | 0.032819 | 0
4089 | 1 | 9.7257e-05 | 0 | 0 | 0.00014685 | 0.00011416 | 0.44209 | 0.091253 | 0.0246 | 0.22924 | 0.5383 | 0.054893 | 0.0078
4090 | 1 | 0.00010353 | 0 | 0 | 0.00016448 | 0.00011416 | 0.5256 | 0.092998 | 0.025 | 0.23265 | 0.52395 | 0.039629 | 0.0017829
4091 | 1 | 0.0001067 | 0 | 0 | 0.00018797 | 0.00011416 | 0.57099 | 0.092901 | 0.0219 | 0.24446 | 0.52317 | 0.016293 | 0.023422
4092 | 1 | 0.00011643 | 0 | 0 | 0.00020677 | 0.00011416 | 0.59021 | 0.096296 | 0.0186 | 0.12393 | 0.5191 | 0.0013373 | 0.84639
4093 | 1 | 0.00010974 | 0 | 0 | 0.00018797 | 0.00011416 | 0.5831 | 0.098429 | 0.0146 | 0.086438 | 0.51028 | 0.025142 | 0.96231
4094 | 1 | 0.00010313 | 0 | 0 | 0.00019032 | 0.00011416 | 0.55193 | 0.10221 | 0.0174 | 0.076942 | 0.50058 | 0.11662 | 0.95382
4095 | 1 | 9.5094e-05 | 0 | 0 | 0.00021382 | 0.00011416 | 0.49217 | 0.10832 | 0.042 | 0.074629 | 0.49845 | 0.14666 | 0.93945
4096 | 1 | 8.9962e-05 | 0 | 0 | 0.00022322 | 0.00011416 | 0.39848 | 0.11414 | 0.0703 | 0.11091 | 0.51173 | 0.0938 | 0.71343
4097 | 1 | 8.8657e-05 | 0 | 0 | 0.00022322 | 0.00011416 | 0.26942 | 0.11365 | 0.0944 | 0.20319 | 0.52812 | 0.027767 | 0.55932
4098 | 1 | 9.2752e-05 | 0 | 0 | 0.00016448 | 0.00011416 | 0.14456 | 0.10541 | 0.2256 | 0.24677 | 0.53781 | 0.0011648 | 0.38842
4099 | 1 | 9.3904e-05 | 0 | 0 | 0.00011748 | 0.00011416 | 0.053303 | 0.095617 | 0.3375 | 0.21013 | 0.53694 | 0.0023023 | 0
4100 | 1 | 8.7293e-05 | 0 | 0 | 8.8113e-05 | 0.00011416 | 0.013891 | 0.09552 | 0.3375 | 0.22851 | 0.53723 | 0.041324 | 0
4101 | 1 | 8.3024e-05 | 5.9314e-06 | 0 | 5.8742e-05 | 0.00011416 | 0 | 0.094453 | 0.35 | 0.31726 | 0.53364 | 0.065756 | 0
4102 | 1 | 9.4577e-05 | 1.6956e-05 | 0 | 3.7595e-05 | 0.00011416 | 0 | 0.089604 | 0.3897 | 0.40735 | 0.51803 | 0.045845 | 0
4103 | 1 | 0.00010106 | 2.7877e-05 | 0 | 2.3497e-05 | 0.00011416 | 0 | 0.089119 | 0.4537 | 0.29864 | 0.49622 | 0.017871 | 0
4104 | 1 | 8.3501e-05 | 3.6918e-05 | 0 | 9.3987e-06 | 0.00011416 | 0 | 0.088732 | 0.4361 | 0.14743 | 0.47004 | 0.0013373 | 0
4105 | 1 | 6.6606e-05 | 4.5508e-05 | 0 | 5.8742e-06 | 0.00011416 | 0 | 0.088829 | 0.3854 | 0.13039 | 0.46859 | 0.029075 | 0
4106 | 1 | 5.3364e-05 | 5.5939e-05 | 0 | 2.3497e-06 | 0.00011416 | 0 | 0.088635 | 0.3077 | 0.11042 | 0.46199 | 0.13256 | 0
4107 | 1 | 3.7214e-05 | 6.4488e-05 | 0 | 1.1748e-06 | 0.00011416 | 0 | 0.085822 | 0.2065 | 0.069394 | 0.45967 | 0.16727 | 0
4108 | 1 | 2.8217e-05 | 7.0277e-05 | 0 | 1.4098e-05 | 0.00011416 | 0.0051688 | 0.093871 | 0.1368 | 0.058072 | 0.45162 | 0.1064 | 0
4109 | 1 | 2.6524e-05 | 6.1748e-05 | 0 | 3.7595e-05 | 0.00011416 | 0.018575 | 0.10008 | 0.1177 | 0.046384 | 0.44183 | 0.031417 | 0
4110 | 1 | 3.2329e-05 | 3.2643e-05 | 0 | 9.3987e-05 | 0.00011416 | 0.066871 | 0.098914 | 0.0923 | 0.047358 | 0.43339 | 0.0012206 | 0
4111 | 1 | 4.7365e-05 | 0 | 0 | 0.0001821 | 0.00011416 | 0.16249 | 0.1024 | 0.0966 | 0.08242 | 0.43989 | 0.0030341 | 0
4112 | 1 | 5.7936e-05 | 0 | 0 | 0.0001586 | 0.00011416 | 0.28412 | 0.11327 | 0.0987 | 0.13757 | 0.44764 | 0.048587 | 0.050789
4113 | 1 | 7.149e-05 | 0 | 0 | 0.00014685 | 0.00011416 | 0.39461 | 0.1345 | 0.1039 | 0.12722 | 0.45492 | 0.074782 | 0.18562
4114 | 1 | 8.1314e-05 | 0 | 0 | 0.00016448 | 0.00011416 | 0.48118 | 0.1538 | 0.1325 | 0.13075 | 0.45016 | 0.050911 | 0.48864
4115 | 1 | 8.8464e-05 | 0 | 0 | 0.00018797 | 0.00011416 | 0.53077 | 0.17475 | 0.1791 | 0.18785 | 0.44541 | 0.019119 | 0.70352
4116 | 1 | 9.7676e-05 | 0 | 0 | 0.00020677 | 0.00011416 | 0.53772 | 0.18697 | 0.201 | 0.14901 | 0.44512 | 0.0013373 | 0.83063
4117 | 1 | 9.0483e-05 | 0 | 0 | 0.00018797 | 0.00011416 | 0.53772 | 0.19502 | 0.212 | 0.09496 | 0.44716 | 0.03493 | 0.9269
4118 | 1 | 8.168e-05 | 0 | 0 | 0.00019032 | 0.00011416 | 0.51236 | 0.22217 | 0.212 | 0.093864 | 0.45113 | 0.15599 | 0.99029
4119 | 1 | 7.4713e-05 | 0 | 0 | 0.00021382 | 0.00011416 | 0.46083 | 0.2339 | 0.2153 | 0.092403 | 0.45404 | 0.19764 | 0.93933
4120 | 1 | 6.9225e-05 | 0 | 0 | 0.00022322 | 0.00011416 | 0.3791 | 0.23303 | 0.2165 | 0.094838 | 0.45414 | 0.1249 | 0.74246
4121 | 1 | 7.0815e-05 | 0 | 0 | 0.00022322 | 0.00011416 | 0.27007 | 0.23119 | 0.221 | 0.10519 | 0.45928 | 0.036762 | 0.50813
4122 | 1 | 7.6968e-05 | 0 | 0 | 0.00016448 | 0.00011416 | 0.14909 | 0.21296 | 0.2372 | 0.1758 | 0.4712 | 0.0012976 | 0.28053
4123 | 1 | 8.4942e-05 | 0 | 0 | 0.00011748 | 0.00011416 | 0.055565 | 0.17407 | 0.2751 | 0.1775 | 0.46878 | 0.0042308 | 0.10679
4124 | 1 | 8.4528e-05 | 0 | 0 | 8.8113e-05 | 0.00011416 | 0.014699 | 0.14275 | 0.3403 | 0.20465 | 0.47343 | 0.059529 | 0
4125 | 1 | 8.2267e-05 | 9.572e-06 | 0 | 5.8742e-05 | 0.00011416 | 0 | 0.1346 | 0.3868 | 0.36073 | 0.47867 | 0.088053 | 0
4126 | 1 | 9.3352e-05 | 2.2048e-05 | 0 | 3.7595e-05 | 0.00011416 | 0 | 0.13421 | 0.3897 | 0.40808 | 0.4712 | 0.058228 | 0
4127 | 1 | 9.7359e-05 | 3.5363e-05 | 0 | 2.3497e-05 | 0.00011416 | 0 | 0.1281 | 0.3514 | 0.20161 | 0.4651 | 0.020871 | 0
4128 | 1 | 7.7913e-05 | 4.7472e-05 | 0 | 9.3987e-06 | 0.00011416 | 0 | 0.11811 | 0.279 | 0.14767 | 0.45327 | 0.0013373 | 0
4129 | 1 | 6.2287e-05 | 5.4344e-05 | 0 | 5.8742e-06 | 0.00011416 | 0 | 0.10502 | 0.1791 | 0.15181 | 0.44677 | 0.039802 | 0
4130 | 1 | 5.286e-05 | 6.0316e-05 | 0 | 2.3497e-06 | 0.00011416 | 0 | 0.082622 | 0.0835 | 0.15072 | 0.45676 | 0.17527 | 0
4131 | 1 | 4.1158e-05 | 6.6125e-05 | 0 | 1.1748e-06 | 0.00011416 | 0 | 0.075155 | 0.0276 | 0.12479 | 0.46035 | 0.22268 | 0
4132 | 1 | 3.7985e-05 | 7.1504e-05 | 0 | 1.4098e-05 | 0.00011416 | 0.0037151 | 0.077483 | 0.0072 | 0.12686 | 0.46723 | 0.14009 | 0
4133 | 1 | 4.6952e-05 | 6.7863e-05 | 0 | 3.7595e-05 | 0.00011416 | 0.018898 | 0.078937 | 0.0103 | 0.22803 | 0.47605 | 0.041147 | 0
4134 | 1 | 7.1706e-05 | 4.2072e-05 | 0 | 9.3987e-05 | 0.00011416 | 0.067033 | 0.076028 | 0.0099 | 0.31325 | 0.49137 | 0.0013575 | 0
4135 | 1 | 0.00010418 | 1.3622e-05 | 0 | 0.0001821 | 0.00011416 | 0.16718 | 0.079907 | 0.0117 | 0.39396 | 0.51668 | 0.0053101 | 0
4136 | 1 | 0.00012496 | 0 | 0 | 0.0001586 | 0.00011416 | 0.29591 | 0.089313 | 0.0189 | 0.37363 | 0.52889 | 0.068734 | 0.11864
4137 | 1 | 0.00013527 | 0 | 0 | 0.00014685 | 0.00011416 | 0.4106 | 0.1025 | 0.0777 | 0.3466 | 0.53461 | 0.098975 | 0.31633
4138 | 1 | 0.00014072 | 0 | 0 | 0.00016448 | 0.00011416 | 0.48328 | 0.12064 | 0.1842 | 0.40906 | 0.52918 | 0.064153 | 0.53657
4139 | 1 | 0.00014476 | 0 | 0 | 0.00018797 | 0.00011416 | 0.52463 | 0.16049 | 0.3306 | 0.39433 | 0.53432 | 0.022253 | 0.74297
4140 | 1 | 0.00014925 | 0 | 0 | 0.00020677 | 0.00011416 | 0.53158 | 0.1954 | 0.4683 | 0.35646 | 0.53733 | 0.0013373 | 0.87806
4141 | 1 | 0.00014669 | 0 | 0 | 0.00018797 | 0.00011416 | 0.50977 | 0.20927 | 0.5494 | 0.4625 | 0.52327 | 0.045108 | 0.99832
4142 | 1 | 0.0001465 | 0 | 0 | 0.00019032 | 0.00011416 | 0.48134 | 0.23293 | 0.6156 | 0.46798 | 0.53675 | 0.19607 | 0.41634
4143 | 1 | 0.0001392 | 0 | 0 | 0.00021382 | 0.00011416 | 0.4303 | 0.2469 | 0.6693 | 0.37168 | 0.5414 | 0.24976 | 0.17033
4144 | 1 | 0.00013383 | 0 | 0 | 0.00022322 | 0.00011416 | 0.34986 | 0.28161 | 0.6826 | 0.41368 | 0.54392 | 0.15647 | 0.39338
4145 | 1 | 0.00013052 | 0 | 0 | 0.00022322 | 0.00011416 | 0.23793 | 0.3269 | 0.6468 | 0.39676 | 0.55614 | 0.045866 | 0.50945
4146 | 1 | 0.0001333 | 0 | 0 | 0.00016448 | 0.00011416 | 0.12437 | 0.31866 | 0.5913 | 0.40894 | 0.56748 | 0.0014192 | 0.042276
4147 | 1 | 0.00013379 | 0 | 0 | 0.00011748 | 0.00011416 | 0.046681 | 0.3012 | 0.5091 | 0.30558 | 0.5573 | 0.0065588 | 0
4148 | 1 | 0.00011965 | 1.7794e-06 | 0 | 8.8113e-05 | 0.00011416 | 0.012599 | 0.27095 | 0.4917 | 0.24263 | 0.53423 | 0.078843 | 0
4149 | 1 | 0.00010344 | 2.9023e-05 | 0 | 5.8742e-05 | 0.00011416 | 0 | 0.23865 | 0.4786 | 0.33906 | 0.52754 | 0.11077 | 0
4150 | 1 | 0.00010863 | 4.6306e-05 | 0 | 3.7595e-05 | 0.00011416 | 0 | 0.22653 | 0.4405 | 0.32883 | 0.51794 | 0.070468 | 0
4151 | 1 | 0.00011027 | 5.9477e-05 | 0 | 2.3497e-05 | 0.00011416 | 0 | 0.19725 | 0.3911 | 0.17835 | 0.49632 | 0.023696 | 0
4152 | 1 | 8.6615e-05 | 7.0992e-05 | 0 | 9.3987e-06 | 0.00011416 | 0 | 0.16583 | 0.3279 | 0.12284 | 0.47402 | 0.0013373 | 0
4153 | 1 | 6.8537e-05 | 8.1587e-05 | 0 | 5.8742e-06 | 0.00011416 | 0 | 0.14566 | 0.2893 | 0.10957 | 0.46335 | 0.050866 | 0
4154 | 1 | 5.9129e-05 | 9.0771e-05 | 0 | 2.3497e-06 | 0.00011416 | 0 | 0.14837 | 0.3024 | 0.098612 | 0.46296 | 0.21846 | 0
4155 | 1 | 4.5821e-05 | 9.8727e-05 | 0 | 1.1748e-06 | 0.00011416 | 0 | 0.15768 | 0.2945 | 0.10287 | 0.4681 | 0.27895 | 0
4156 | 1 | 3.9817e-05 | 0.00010654 | 0 | 1.4098e-05 | 0.00011416 | 0.0035535 | 0.1602 | 0.2893 | 0.1075 | 0.47256 | 0.17408 | 0
4157 | 1 | 4.805e-05 | 0.00010165 | 0 | 3.7595e-05 | 0.00011416 | 0.018898 | 0.15041 | 0.2701 | 0.13769 | 0.4842 | 0.050934 | 0
4158 | 1 | 7.0319e-05 | 7.5492e-05 | 0 | 9.3987e-05 | 0.00011416 | 0.06881 | 0.13858 | 0.1493 | 0.22863 | 0.51609 | 0.0014827 | 0
4159 | 1 | 0.00010429 | 4.334e-05 | 0 | 0.0001821 | 0.00011416 | 0.16314 | 0.12461 | 0.1377 | 0.28342 | 0.53364 | 0.0079894 | 0
4160 | 1 | 0.00013001 | 1.0042e-05 | 0 | 0.0001586 | 0.00011416 | 0.28848 | 0.12025 | 0.1614 | 0.31276 | 0.53161 | 0.089897 | 0.11782
4161 | 1 | 0.00014136 | 0 | 0 | 0.00014685 | 0.00011416 | 0.40769 | 0.11879 | 0.1325 | 0.28585 | 0.53742 | 0.12346 | 0.33368
4162 | 1 | 0.00014538 | 0 | 0 | 0.00016448 | 0.00011416 | 0.49136 | 0.1153 | 0.1024 | 0.3768 | 0.54518 | 0.077184 | 0.53543
4163 | 1 | 0.00014425 | 0 | 0 | 0.00018797 | 0.00011416 | 0.53303 | 0.12064 | 0.0752 | 0.34648 | 0.5351 | 0.025199 | 0.72956
4164 | 1 | 0.00015304 | 0 | 0 | 0.00020677 | 0.00011416 | 0.54547 | 0.1218 | 0.0539 | 0.34137 | 0.51338 | 0.0013373 | 0.79822
4165 | 1 | 0.00014943 | 0 | 0 | 0.00018797 | 0.00011416 | 0.55015 | 0.11346 | 0.037 | 0.33991 | 0.51386 | 0.054964 | 0.03871
4166 | 1 | 0.00014801 | 0 | 0 | 0.00019032 | 0.00011416 | 0.52463 | 0.11084 | 0.0319 | 0.27429 | 0.50911 | 0.23429 | 0.83512
4167 | 1 | 0.00013968 | 0 | 0 | 0.00021382 | 0.00011416 | 0.46681 | 0.11007 | 0.0392 | 0.24373 | 0.51629 | 0.29961 | 0.77777
4168 | 1 | 0.00013337 | 0 | 0 | 0.00022322 | 0.00011416 | 0.39315 | 0.11268 | 0.0498 | 0.27124 | 0.52395 | 0.18653 | 0.24415
4169 | 1 | 0.00012931 | 0 | 0 | 0.00022322 | 0.00011416 | 0.27168 | 0.10483 | 0.0534 | 0.28074 | 0.52453 | 0.054511 | 0.34972
4170 | 1 | 0.00013056 | 0 | 0 | 0.00016448 | 0.00011416 | 0.1465 | 0.099399 | 0.0518 | 0.30935 | 0.52657 | 0.0015261 | 0.010575
4171 | 1 | 0.00013065 | 0 | 0 | 0.00011748 | 0.00011416 | 0.057018 | 0.091447 | 0.0561 | 0.28488 | 0.52812 | 0.0090503 | 0.017706
4172 | 1 | 0.00011358 | 1.7467e-05 | 0 | 8.8113e-05 | 0.00011416 | 0.015345 | 0.091544 | 0.0709 | 0.22681 | 0.50979 | 0.097813 | 0
4173 | 1 | 9.6592e-05 | 4.8924e-05 | 0 | 5.8742e-05 | 0.00011416 | 0 | 0.093095 | 0.1193 | 0.31751 | 0.51299 | 0.13243 | 0
4174 | 1 | 0.00010365 | 6.6206e-05 | 0 | 3.7595e-05 | 0.00011416 | 0 | 0.092126 | 0.2032 | 0.39007 | 0.53248 | 0.08189 | 0
4175 | 1 | 0.00010589 | 8.1239e-05 | 0 | 2.3497e-05 | 0.00011416 | 0 | 0.089895 | 0.2997 | 0.2503 | 0.49709 | 0.026235 | 0
4176 | 1 | 8.2232e-05 | 9.4166e-05 | 0 | 9.3987e-06 | 0.00011416 | 0 | 0.089798 | 0.3683 | 0.15279 | 0.45782 | 0.0013373 | 0
4177 | 1 | 6.3454e-05 | 0.00010586 | 0 | 5.8742e-06 | 0.00011416 | 0 | 0.084077 | 0.3998 | 0.12308 | 0.44338 | 0.061516 | 0
4178 | 1 | 5.2432e-05 | 0.0001165 | 0 | 2.3497e-06 | 0.00011416 | 0 | 0.07981 | 0.4157 | 0.095082 | 0.44221 | 0.25945 | 0
4179 | 1 | 3.8154e-05 | 0.00012644 | 0 | 1.1748e-06 | 0.00011416 | 0 | 0.076125 | 0.4172 | 0.084612 | 0.44687 | 0.33249 | 0
4180 | 1 | 3.2246e-05 | 0.00013652 | 0 | 1.4098e-05 | 0.00011416 | 0.0043612 | 0.075155 | 0.4157 | 0.11505 | 0.45792 | 0.20629 | 0
4181 | 1 | 4.1396e-05 | 0.0001256 | 0 | 3.7595e-05 | 0.00011416 | 0.021806 | 0.073798 | 0.4012 | 0.14731 | 0.4744 | 0.060186 | 0
4182 | 1 | 6.9367e-05 | 8.0196e-05 | 0 | 9.3987e-05 | 0.00011416 | 0.080116 | 0.0673 | 0.2479 | 0.24154 | 0.49913 | 0.0015928 | 0
4183 | 1 | 0.00010658 | 3.3052e-05 | 0 | 0.0001821 | 0.00011416 | 0.19868 | 0.053336 | 0.0995 | 0.3421 | 0.51871 | 0.010812 | 0
4184 | 1 | 0.00013355 | 0 | 0 | 0.0001586 | 0.00011416 | 0.35099 | 0.04742 | 0.0638 | 0.38191 | 0.5223 | 0.11054 | 0.0016046
4185 | 1 | 0.00014249 | 0 | 0 | 0.00014685 | 0.00011416 | 0.4849 | 0.04713 | 0.0448 | 0.37667 | 0.51532 | 0.1467 | 0.010597
4186 | 1 | 0.00014614 | 0 | 0 | 0.00016448 | 0.00011416 | 0.57761 | 0.043348 | 0.0311 | 0.35452 | 0.52434 | 0.089302 | 0.15877
4187 | 1 | 0.00015117 | 0 | 0 | 0.00018797 | 0.00011416 | 0.62429 | 0.035299 | 0.025 | 0.35001 | 0.52618 | 0.027843 | 0.47814
4188 | 1 | 0.00015449 | 0 | 0 | 0.00020677 | 0.00011416 | 0.63996 | 0.031226 | 0.0186 | 0.30631 | 0.52957 | 0.0013373 | 0.46938
4189 | 1 | 0.00014741 | 0 | 0.00021706 | 0.00018797 | 0.00011416 | 0.63463 | 0.030256 | 0.014 | 0.30034 | 0.52172 | 0.06381 | 0.22992
4190 | 1 | 0.00014345 | 0 | 0.00039922 | 0.00019032 | 0.00011416 | 0.60233 | 0.030838 | 0.0148 | 0.26479 | 0.51028 | 0.26822 | 0.24787
4191 | 1 | 0.00013516 | 0 | 0.00046732 | 0.00021382 | 0.00011416 | 0.53465 | 0.031711 | 0.0219 | 0.24093 | 0.51173 | 0.34396 | 0.73404
4192 | 1 | 0.00012988 | 0 | 0.00043071 | 0.00022322 | 0.00011416 | 0.43515 | 0.032874 | 0.0311 | 0.23363 | 0.52957 | 0.21317 | 0.040493
4193 | 1 | 0.00012752 | 0 | 0.00027664 | 0.00022322 | 0.00011416 | 0.30738 | 0.033068 | 0.0434 | 0.34539 | 0.53801 | 0.062162 | 0
4194 | 1 | 0.00013301 | 0 | 0 | 0.00016448 | 0.00011416 | 0.1633 | 0.032971 | 0.0627 | 0.39883 | 0.5543 | 0.0016155 | 0
4195 | 1 | 0.00013461 | 0 | 0 | 0.00011748 | 0.00011416 | 0.059441 | 0.033941 | 0.1061 | 0.33431 | 0.55614 | 0.011446 | 0
4196 | 1 | 0.00012166 | 0 | 0 | 8.8113e-05 | 0.00011416 | 0.015345 | 0.037141 | 0.1936 | 0.27283 | 0.55303 | 0.11501 | 0
4197 | 1 | 0.00011431 | 0 | 0 | 5.8742e-05 | 0.00011416 | 0 | 0.041602 | 0.2688 | 0.30046 | 0.55051 | 0.15168 | 0
4198 | 1 | 0.00012598 | 0 | 0 | 3.7595e-05 | 0.00011416 | 0 | 0.040632 | 0.3389 | 0.32615 | 0.54819 | 0.091868 | 0
4199 | 1 | 0.00013037 | 7.3426e-06 | 0 | 2.3497e-05 | 0.00011416 | 0 | 0.043154 | 0.3389 | 0.20562 | 0.50814 | 0.028393 | 0
4200 | 1 | 0.0001072 | 1.6219e-05 | 0 | 9.3987e-06 | 0.00011416 | 0 | 0.043929 | 0.2153 | 0.14049 | 0.47285 | 0.0013373 | 0
4201 | 1 | 8.8227e-05 | 2.7857e-05 | 0 | 5.8742e-06 | 0.00011416 | 0 | 0.041311 | 0.1585 | 0.17324 | 0.4523 | 0.06616 | 0
4202 | 1 | 7.6657e-05 | 3.9822e-05 | 0 | 2.3497e-06 | 0.00011416 | 0 | 0.041214 | 0.1465 | 0.13051 | 0.44551 | 0.27718 | 0
4203 | 1 | 6.1218e-05 | 4.9251e-05 | 0 | 1.1748e-06 | 0.00011416 | 0 | 0.036268 | 0.0903 | 0.1372 | 0.45414 | 0.3557 | 0
4204 | 1 | 5.5737e-05 | 5.8189e-05 | 0 | 1.4098e-05 | 0.00011416 | 0.0046842 | 0.033844 | 0.0488 | 0.13891 | 0.4587 | 0.2202 | 0
4205 | 1 | 6.2303e-05 | 5.4732e-05 | 0 | 3.7595e-05 | 0.00011416 | 0.020675 | 0.031129 | 0.0212 | 0.15206 | 0.4872 | 0.06418 | 0
4206 | 1 | 8.8605e-05 | 1.6137e-05 | 0 | 9.3987e-05 | 0.00011416 | 0.075755 | 0.028801 | 0.0103 | 0.17032 | 0.52007 | 0.0016383 | 0
4207 | 1 | 0.00011721 | 0 | 0 | 0.0001821 | 0.00011416 | 0.19092 | 0.026959 | 0.0041 | 0.16326 | 0.52715 | 0.012104 | 0
4208 | 1 | 0.00013164 | 0 | 0 | 0.0001586 | 0.00011416 | 0.33775 | 0.025795 | 0.0065 | 0.15985 | 0.51929 | 0.11961 | 0.081365
4209 | 1 | 0.00014215 | 0 | 0 | 0.00014685 | 0.00011416 | 0.46212 | 0.025407 | 0.0183 | 0.28086 | 0.51959 | 0.15676 | 0.20536
4210 | 1 | 0.00014345 | 0 | 0.00030899 | 0.00016448 | 0.00011416 | 0.54434 | 0.025407 | 0.0229 | 0.38946 | 0.52036 | 0.094484 | 0.059748
4211 | 1 | 0.0001425 | 0 | 0.00070268 | 0.00018797 | 0.00011416 | 0.59603 | 0.026862 | 0.0272 | 0.41003 | 0.52511 | 0.02895 | 0
4212 | 1 | 0.00014242 | 0 | 0.0010206 | 0.00020677 | 0.00011416 | 0.61864 | 0.029577 | 0.0361 | 0.23606 | 0.52434 | 0.0013373 | 0.077487
4213 | 1 | 0.00013587 | 0 | 0.0012581 | 0.00018797 | 0.00011416 | 0.60927 | 0.033456 | 0.0478 | 0.27064 | 0.52501 | 0.068568 | 0.65931
4214 | 1 | 0.00013339 | 0 | 0.001399 | 0.00019032 | 0.00011416 | 0.57325 | 0.034717 | 0.0577 | 0.22924 | 0.52511 | 0.28635 | 0.90248
4215 | 1 | 0.00012569 | 0 | 0.0014351 | 0.00021382 | 0.00011416 | 0.5067 | 0.035978 | 0.0582 | 0.22705 | 0.52211 | 0.36769 | 0.77931
4216 | 1 | 0.00012037 | 0 | 0.0013768 | 0.00022322 | 0.00011416 | 0.4072 | 0.037723 | 0.0513 | 0.28512 | 0.52569 | 0.22739 | 0.2886
4217 | 1 | 0.00011877 | 0 | 0.0012275 | 0.00022322 | 0.00011416 | 0.27879 | 0.038305 | 0.0425 | 0.45556 | 0.54644 | 0.066242 | 0.46255
4218 | 1 | 0.00012341 | 0 | 0.00098783 | 0.00016448 | 0.00011416 | 0.14893 | 0.036074 | 0.0361 | 0.52837 | 0.5606 | 0.0016614 | 0.24481
4219 | 1 | 0.00013145 | 0 | 0.00032772 | 0.00011748 | 0.00011416 | 0.056049 | 0.034814 | 0.0272 | 0.48296 | 0.5732 | 0.012788 | 0.011243
4220 | 1 | 0.00012405 | 0 | 0 | 8.8113e-05 | 0.00011416 | 0.014699 | 0.039081 | 0.0388 | 0.44242 | 0.55177 | 0.12432 | 0
4221 | 1 | 0.00011654 | 0 | 0 | 5.8742e-05 | 0.00011416 | 0 | 0.044317 | 0.0577 | 0.46701 | 0.54101 | 0.16196 | 0
4222 | 1 | 0.00012877 | 0 | 0 | 3.7595e-05 | 0.00011416 | 0 | 0.05033 | 0.0633 | 0.48125 | 0.53646 | 0.097148 | 0
4223 | 1 | 0.00013452 | 0 | 0 | 2.3497e-05 | 0.00011416 | 0 | 0.052463 | 0.0488 | 0.24142 | 0.51813 | 0.029515 | 0
4224 | 1 | 0.00011388 | 0 | 0 | 9.3987e-06 | 0.00011416 | 0 | 0.057118 | 0.0299 | 0.17178 | 0.49224 | 0.0013373 | 0
4225 | 1 | 9.759e-05 | 0 | 0 | 5.8742e-06 | 0.00011416 | 0 | 0.059736 | 0.037 | 0.22096 | 0.46888 | 0.068568 | 0
4226 | 1 | 8.7628e-05 | 5.0314e-06 | 0 | 2.3497e-06 | 0.00011416 | 0 | 0.061676 | 0.0796 | 0.1142 | 0.45831 | 0.28635 | 0
4227 | 1 | 7.2866e-05 | 1.4849e-05 | 0 | 1.1748e-06 | 0.00011416 | 0 | 0.06313 | 0.1138 | 0.11164 | 0.4586 | 0.36769 | 0
4228 | 1 | 6.723e-05 | 2.346e-05 | 0 | 1.4098e-05 | 0.00011416 | 0.0045227 | 0.068367 | 0.143 | 0.13209 | 0.46054 | 0.22739 | 0
4229 | 1 | 7.4027e-05 | 1.806e-05 | 0 | 3.7595e-05 | 0.00011416 | 0.019868 | 0.077095 | 0.2021 | 0.19625 | 0.48449 | 0.066242 | 0
4230 | 1 | 9.2622e-05 | 0 | 0 | 9.3987e-05 | 0.00011416 | 0.073009 | 0.08301 | 0.2419 | 0.25858 | 0.52017 | 0.0016614 | 0
4231 | 1 | 0.00011568 | 0 | 0 | 0.0001821 | 0.00011416 | 0.17865 | 0.070888 | 0.176 | 0.33139 | 0.53558 | 0.012788 | 0
4232 | 1 | 0.00013109 | 0 | 0 | 0.0001586 | 0.00011416 | 0.31837 | 0.048778 | 0.1161 | 0.39591 | 0.535 | 0.12432 | 0
4233 | 1 | 0.0001395 | 0 | 0.00028473 | 0.00014685 | 0.00011416 | 0.44258 | 0.046839 | 0.1862 | 0.47723 | 0.53132 | 0.16196 | 0
4234 | 1 | 0.00013815 | 0 | 0.00084994 | 0.00016448 | 0.00011416 | 0.52916 | 0.060124 | 0.2165 | 0.50864 | 0.53549 | 0.097148 | 0
4235 | 1 | 0.00013558 | 0 | 0.0013049 | 0.00018797 | 0.00011416 | 0.5781 | 0.074864 | 0.2313 | 0.48503 | 0.53345 | 0.029515 | 0.0081343
4236 | 1 | 0.00013572 | 0 | 0.0016403 | 0.00020677 | 0.00011416 | 0.597 | 0.084756 | 0.2431 | 0.40723 | 0.51668 | 0.0013373 | 0.035423
4237 | 1 | 0.00012904 | 0 | 0.0018237 | 0.00018797 | 0.00011416 | 0.5844 | 0.082816 | 0.2516 | 0.39761 | 0.50979 | 0.068568 | 0.069231
4238 | 1 | 0.00012603 | 0 | 0.0018982 | 0.00019032 | 0.00011416 | 0.54725 | 0.081458 | 0.2739 | 0.30363 | 0.51997 | 0.28635 | 0.4715
4239 | 1 | 0.00011852 | 0 | 0.0019161 | 0.00021382 | 0.00011416 | 0.48425 | 0.078646 | 0.3347 | 0.27684 | 0.51406 | 0.36769 | 0.9074
4240 | 1 | 0.00011409 | 0 | 0.0018195 | 0.00022322 | 0.00011416 | 0.39477 | 0.074088 | 0.4157 | 0.30302 | 0.49806 | 0.22739 | 0.77246
4241 | 1 | 0.00011177 | 0 | 0.0015977 | 0.00022322 | 0.00011416 | 0.27168 | 0.085725 | 0.4771 | 0.39274 | 0.51832 | 0.066242 | 0.59545
4242 | 1 | 0.00011704 | 0 | 0.0011862 | 0.00016448 | 0.00011416 | 0.14666 | 0.090477 | 0.5106 | 0.40114 | 0.53326 | 0.0016614 | 0.3523
4243 | 1 | 0.00012472 | 0 | 0.0003524 | 0.00011748 | 0.00011416 | 0.054434 | 0.090477 | 0.4961 | 0.33431 | 0.54567 | 0.012788 | 0.12396
4244 | 1 | 0.00011774 | 0 | 0 | 8.8113e-05 | 0.00011416 | 0.014214 | 0.10774 | 0.4859 | 0.2805 | 0.54247 | 0.12432 | 0
4245 | 1 | 0.0001122 | 0 | 0 | 5.8742e-05 | 0.00011416 | 0 | 0.13751 | 0.5308 | 0.29024 | 0.53083 | 0.16196 | 0
4246 | 1 | 0.0001257 | 0 | 0 | 3.7595e-05 | 0.00011416 | 0 | 0.16738 | 0.499 | 0.40626 | 0.50834 | 0.097148 | 0
4247 | 1 | 0.00013216 | 0 | 0 | 2.3497e-05 | 0.00011416 | 0 | 0.18105 | 0.4522 | 0.3617 | 0.50184 | 0.029515 | 0
4248 | 1 | 0.00011266 | 0 | 0 | 9.3987e-06 | 0.00011416 | 0 | 0.17291 | 0.3669 | 0.15985 | 0.48885 | 0.0013373 | 0
4249 | 1 | 9.4082e-05 | 0 | 0 | 5.8742e-06 | 0.00011416 | 0 | 0.17213 | 0.2867 | 0.12625 | 0.46267 | 0.06616 | 0
4250 | 1 | 8.2127e-05 | 5.4405e-06 | 0 | 2.3497e-06 | 0.00011416 | 0 | 0.17184 | 0.2431 | 0.060019 | 0.44832 | 0.27718 | 0
4251 | 1 | 6.549e-05 | 1.5585e-05 | 0 | 1.1748e-06 | 0.00011416 | 0 | 0.173 | 0.229 | 0.031897 | 0.42699 | 0.3557 | 0
4252 | 1 | 5.6863e-05 | 2.3255e-05 | 0 | 1.4098e-05 | 0.00011416 | 0.0045227 | 0.14711 | 0.2516 | 0.060872 | 0.4205 | 0.2202 | 0
4253 | 1 | 5.7122e-05 | 1.6751e-05 | 0 | 3.7595e-05 | 0.00011416 | 0.018414 | 0.13557 | 0.2726 | 0.066715 | 0.42825 | 0.06418 | 0
4254 | 1 | 6.354e-05 | 0 | 0 | 9.3987e-05 | 0.00011416 | 0.063802 | 0.12035 | 0.2244 | 0.12247 | 0.44483 | 0.0016383 | 0
4255 | 1 | 7.2636e-05 | 0 | 0 | 0.0001821 | 0.00011416 | 0.15022 | 0.11947 | 0.1595 | 0.20721 | 0.47605 | 0.012104 | 0
4256 | 1 | 8.6855e-05 | 0 | 0 | 0.0001586 | 0.00011416 | 0.25909 | 0.12713 | 0.1201 | 0.31885 | 0.48526 | 0.11961 | 0.11509
4257 | 1 | 0.00010141 | 0 | 0 | 0.00014685 | 0.00011416 | 0.35875 | 0.12461 | 0.0709 | 0.22803 | 0.48478 | 0.15676 | 0.33051
4258 | 1 | 0.00010796 | 0 | 0 | 0.00016448 | 0.00011416 | 0.43305 | 0.12645 | 0.0353 | 0.16849 | 0.48264 | 0.094484 | 0.52238
4259 | 1 | 0.00010789 | 0 | 0.00035198 | 0.00018797 | 0.00011416 | 0.48651 | 0.13741 | 0.0154 | 0.1982 | 0.47295 | 0.02895 | 0.72634
4260 | 1 | 0.00011167 | 0 | 0.00065458 | 0.00020677 | 0.00011416 | 0.51381 | 0.15235 | 0.0009 | 0.11091 | 0.46161 | 0.0013373 | 0.84378
4261 | 1 | 0.00010226 | 0 | 0.00084483 | 0.00018797 | 0.00011416 | 0.51623 | 0.16612 | 0.0002 | 0.034819 | 0.45269 | 0.061516 | 0.062199
4262 | 1 | 9.5433e-05 | 0 | 0.00091931 | 0.00019032 | 0.00011416 | 0.49782 | 0.1668 | 0.0008 | 0.039932 | 0.45123 | 0.25945 | 0
4263 | 1 | 8.7964e-05 | 0 | 0.00090441 | 0.00021382 | 0.00011416 | 0.45162 | 0.15768 | 0.0031 | 0.056367 | 0.45695 | 0.33249 | 0.84257
4264 | 1 | 8.4828e-05 | 0 | 0.00079418 | 0.00022322 | 0.00011416 | 0.3854 | 0.15176 | 0.0041 | 0.10555 | 0.46083 | 0.20629 | 0.77415
4265 | 1 | 8.7347e-05 | 0 | 0.0005784 | 0.00022322 | 0.00011416 | 0.27362 | 0.12898 | 0.0022 | 0.19442 | 0.4715 | 0.060186 | 0.61845
4266 | 1 | 9.6612e-05 | 0 | 0.00021238 | 0.00016448 | 0.00011416 | 0.1507 | 0.11831 | 0.0006 | 0.2643 | 0.4871 | 0.0015928 | 0.23006
4267 | 1 | 0.00010011 | 0 | 0 | 0.00011748 | 0.00011416 | 0.057018 | 0.10464 | 0.0026 | 0.25676 | 0.49195 | 0.010812 | 0.12433
4268 | 1 | 9.2367e-05 | 0 | 0 | 8.8113e-05 | 0.00011416 | 0.015183 | 0.10163 | 0.0199 | 0.21317 | 0.48759 | 0.11054 | 0
4269 | 1 | 8.8946e-05 | 0 | 0 | 5.8742e-05 | 0.00011416 | 0 | 0.11084 | 0.0524 | 0.31544 | 0.47818 | 0.1467 | 0
4270 | 1 | 0.00010475 | 0 | 0 | 3.7595e-05 | 0.00011416 | 0 | 0.11433 | 0.0752 | 0.38106 | 0.48216 | 0.089302 | 0
4271 | 1 | 0.00011281 | 5.9927e-06 | 0 | 2.3497e-05 | 0.00011416 | 0 | 0.10415 | 0.0835 | 0.17811 | 0.44716 | 0.027843 | 0
4272 | 1 | 9.2211e-05 | 1.8653e-05 | 0 | 9.3987e-06 | 0.00011416 | 0 | 0.090186 | 0.0518 | 0.12467 | 0.41701 | 0.0013373 | 0
4273 | 1 | 7.4832e-05 | 3.117e-05 | 0 | 5.8742e-06 | 0.00011416 | 0 | 0.080004 | 0.0143 | 0.083151 | 0.39674 | 0.057093 | 0
4274 | 1 | 6.2017e-05 | 4.2236e-05 | 0 | 2.3497e-06 | 0.00011416 | 0 | 0.073798 | 0.0048 | 0.053567 | 0.38792 | 0.24249 | 0
4275 | 1 | 4.6114e-05 | 5.1603e-05 | 0 | 1.1748e-06 | 0.00011416 | 0 | 0.074767 | 0.0016 | 0.046993 | 0.38181 | 0.31032 | 0
4276 | 1 | 3.6902e-05 | 5.9212e-05 | 0 | 1.4098e-05 | 0.00011416 | 0.0046842 | 0.071761 | 0.002 | 0.036036 | 0.38171 | 0.19297 | 0
4277 | 1 | 3.5258e-05 | 5.0008e-05 | 0 | 3.7595e-05 | 0.00011416 | 0.020998 | 0.072634 | 0.0177 | 0.03421 | 0.39015 | 0.056361 | 0
4278 | 1 | 4.2235e-05 | 1.4542e-05 | 0 | 9.3987e-05 | 0.00011416 | 0.07737 | 0.070694 | 0.0571 | 0.029462 | 0.39248 | 0.0015481 | 0
4279 | 1 | 5.2289e-05 | 0 | 0 | 0.0001821 | 0.00011416 | 0.19415 | 0.055275 | 0.0746 | 0.050889 | 0.39626 | 0.0096143 | 0
4280 | 1 | 6.3819e-05 | 0 | 0 | 0.0001586 | 0.00011416 | 0.34518 | 0.047324 | 0.0937 | 0.072559 | 0.40207 | 0.10194 | 0.060751
4281 | 1 | 7.731e-05 | 0 | 0 | 0.00014685 | 0.00011416 | 0.47747 | 0.049554 | 0.1161 | 0.11334 | 0.40838 | 0.13708 | 0.16974
4282 | 1 | 8.0291e-05 | 0 | 0.00053924 | 0.00016448 | 0.00011416 | 0.57131 | 0.053336 | 0.1377 | 0.11529 | 0.41419 | 0.084313 | 0.32625
4283 | 1 | 8.0493e-05 | 0 | 0.0010308 | 0.00018797 | 0.00011416 | 0.62268 | 0.055081 | 0.1883 | 0.097151 | 0.40072 | 0.026764 | 0.22281
4284 | 1 | 8.3718e-05 | 0 | 0.0014322 | 0.00020677 | 0.00011416 | 0.64012 | 0.055857 | 0.2256 | 0.079864 | 0.37939 | 0.0013373 | 0.41425
4285 | 1 | 7.3737e-05 | 0 | 0.0017216 | 0.00018797 | 0.00011416 | 0.62979 | 0.060803 | 0.1936 | 0.054541 | 0.37667 | 0.052888 | 0.87464
4286 | 1 | 6.4251e-05 | 0 | 0.0019016 | 0.00019032 | 0.00011416 | 0.59893 | 0.067785 | 0.2313 | 0.02447 | 0.37357 | 0.22628 | 0.72488
4287 | 1 | 5.7469e-05 | 0 | 0.0019369 | 0.00021382 | 0.00011416 | 0.5319 | 0.068852 | 0.2455 | 0.045289 | 0.37784 | 0.28916 | 0.21074
4288 | 1 | 5.5412e-05 | 0 | 0.0018382 | 0.00022322 | 0.00011416 | 0.42836 | 0.072537 | 0.2589 | 0.083272 | 0.38792 | 0.18023 | 0
4289 | 1 | 5.9137e-05 | 0 | 0.0016177 | 0.00022322 | 0.00011416 | 0.29575 | 0.07758 | 0.2626 | 0.17641 | 0.41458 | 0.052702 | 0.037596
4290 | 1 | 7.08e-05 | 0 | 0.0012296 | 0.00016448 | 0.00011416 | 0.15797 | 0.088732 | 0.2688 | 0.26333 | 0.42903 | 0.0015043 | 0.0011811
4291 | 1 | 8.8525e-05 | 0 | 0.00050903 | 0.00011748 | 0.00011416 | 0.057664 | 0.090865 | 0.317 | 0.29766 | 0.42903 | 0.0085089 | 0.008502
4292 | 1 | 9.5055e-05 | 0 | 0 | 8.8113e-05 | 0.00011416 | 0.015022 | 0.10114 | 0.3883 | 0.29279 | 0.43504 | 0.0938 | 0
4293 | 1 | 9.5392e-05 | 0 | 0 | 5.8742e-05 | 0.00011416 | 0 | 0.11957 | 0.4361 | 0.34271 | 0.44978 | 0.12789 | 0
4294 | 1 | 0.00011007 | 0 | 0 | 3.7595e-05 | 0.00011416 | 0 | 0.13654 | 0.4143 | 0.37168 | 0.44347 | 0.079513 | 0
4295 | 1 | 0.00011581 | 0 | 0 | 2.3497e-05 | 0.00011416 | 0 | 0.12772 | 0.3854 | 0.14828 | 0.41322 | 0.025714 | 0
4296 | 1 | 9.8173e-05 | 0 | 0 | 9.3987e-06 | 0.00011416 | 0 | 0.11559 | 0.3375 | 0.11541 | 0.38996 | 0.0013373 | 0
4297 | 1 | 8.3275e-05 | 0 | 0 | 5.8742e-06 | 0.00011416 | 0 | 0.10541 | 0.2854 | 0.075968 | 0.38424 | 0.046976 | 0
4298 | 1 | 7.204e-05 | 1.0308e-05 | 0 | 2.3497e-06 | 0.00011416 | 0 | 0.10609 | 0.2564 | 0.055515 | 0.38472 | 0.20336 | 0
4299 | 1 | 5.758e-05 | 2.2007e-05 | 0 | 1.1748e-06 | 0.00011416 | 0 | 0.098623 | 0.2431 | 0.023983 | 0.38753 | 0.25925 | 0
4300 | 1 | 5.3559e-05 | 3.0168e-05 | 0 | 1.4098e-05 | 0.00011416 | 0.0041996 | 0.090089 | 0.2244 | 0.056124 | 0.39015 | 0.1622 | 0
4301 | 1 | 6.4285e-05 | 2.2969e-05 | 0 | 3.7595e-05 | 0.00011416 | 0.01906 | 0.08204 | 0.2348 | 0.11639 | 0.39054 | 0.047516 | 0
4302 | 1 | 8.657e-05 | 0 | 0 | 9.3987e-05 | 0.00011416 | 0.069456 | 0.068464 | 0.1633 | 0.15401 | 0.39655 | 0.0014402 | 0
4303 | 1 | 0.00011019 | 0 | 0 | 0.0001821 | 0.00011416 | 0.17089 | 0.050621 | 0.1233 | 0.25883 | 0.41953 | 0.0070149 | 0
4304 | 1 | 0.00012827 | 0 | 0 | 0.0001586 | 0.00011416 | 0.31287 | 0.041311 | 0.125 | 0.28378 | 0.45084 | 0.082421 | 0
4305 | 1 | 0.00013879 | 0 | 0.00010598 | 0.00014685 | 0.00011416 | 0.44032 | 0.038887 | 0.0862 | 0.28305 | 0.46161 | 0.11489 | 0.11827
4306 | 1 | 0.00013698 | 0 | 0.00074992 | 0.00016448 | 0.00011416 | 0.53174 | 0.034523 | 0.0524 | 0.31325 | 0.46694 | 0.072661 | 0.067749
4307 | 1 | 0.0001354 | 0 | 0.0012683 | 0.00018797 | 0.00011416 | 0.58666 | 0.033941 | 0.0315 | 0.28232 | 0.4681 | 0.02419 | 0
4308 | 1 | 0.00013481 | 0 | 0.0016807 | 0.00020677 | 0.00011416 | 0.61606 | 0.036462 | 0.0202 | 0.23862 | 0.45792 | 0.0013373 | 0
4309 | 1 | 0.00012828 | 0 | 0.0019714 | 0.00018797 | 0.00011416 | 0.61864 | 0.038014 | 0.0143 | 0.2609 | 0.43921 | 0.041522 | 0.26896
4310 | 1 | 0.00012715 | 0 | 0.0021395 | 0.00019032 | 0.00011416 | 0.59134 | 0.037238 | 0.0115 | 0.23046 | 0.42825 | 0.18203 | 0.35467
4311 | 1 | 0.00011925 | 0 | 0.0021876 | 0.00021382 | 0.00011416 | 0.52673 | 0.03685 | 0.0122 | 0.23338 | 0.43475 | 0.23148 | 0.59622
4312 | 1 | 0.0001146 | 0 | 0.002131 | 0.00022322 | 0.00011416 | 0.42384 | 0.036462 | 0.0148 | 0.32177 | 0.45181 | 0.14542 | 0
4313 | 1 | 0.00011359 | 0 | 0.0019625 | 0.00022322 | 0.00011416 | 0.29301 | 0.03559 | 0.0239 | 0.36267 | 0.46674 | 0.042682 | 0.016302
4314 | 1 | 0.00012121 | 0 | 0.0016467 | 0.00016448 | 0.00011416 | 0.15571 | 0.035687 | 0.0518 | 0.39944 | 0.46917 | 0.0013779 | 0.18342
4315 | 1 | 0.00012965 | 0 | 0.00090995 | 0.00011748 | 0.00011416 | 0.057826 | 0.041505 | 0.1177 | 0.30265 | 0.46403 | 0.0057069 | 0.051201
4316 | 1 | 0.00012999 | 0 | 0 | 8.8113e-05 | 0.00011416 | 0.014699 | 0.061482 | 0.2688 | 0.33126 | 0.46354 | 0.072001 | 0
4317 | 1 | 0.0001222 | 0 | 0 | 5.8742e-05 | 0.00011416 | 0 | 0.097653 | 0.5033 | 0.32505 | 0.47382 | 0.10281 | 0
4318 | 1 | 0.00013409 | 0 | 0 | 3.7595e-05 | 0.00011416 | 0 | 0.12413 | 0.6632 | 0.32019 | 0.46035 | 0.066214 | 0
4319 | 1 | 0.00013818 | 0 | 0 | 2.3497e-05 | 0.00011416 | 0 | 0.13179 | 0.7396 | 0.12722 | 0.44173 | 0.022727 | 0
4320 | 1 | 0.00011573 | 0 | 0 | 9.3987e-06 | 0.00011416 | 0 | 0.13382 | 0.7301 | 0.042975 | 0.40334 | 0.0013373 | 0
4321 | 1 | 0.00010017 | 0 | 0 | 5.8742e-06 | 0.00011416 | 0 | 0.13712 | 0.6897 | 0.068663 | 0.38579 | 0.036507 | 0
4322 | 1 | 9.1822e-05 | 0 | 0 | 2.3497e-06 | 0.00011416 | 0 | 0.13926 | 0.6544 | 0.04188 | 0.38201 | 0.16225 | 0
4323 | 1 | 8.0471e-05 | 0 | 0 | 1.1748e-06 | 0.00011416 | 0 | 0.13867 | 0.6314 | 0.031288 | 0.37793 | 0.20577 | 0
4324 | 1 | 7.6538e-05 | 2.4748e-06 | 0 | 1.4098e-05 | 0.00011416 | 0.0040381 | 0.13916 | 0.634 | 0.048089 | 0.37978 | 0.12983 | 0
4325 | 1 | 8.3309e-05 | 0 | 0 | 3.7595e-05 | 0.00011416 | 0.020352 | 0.14595 | 0.6417 | 0.10068 | 0.38569 | 0.038187 | 0
4326 | 1 | 9.7628e-05 | 0 | 0 | 9.3987e-05 | 0.00011416 | 0.07624 | 0.13926 | 0.5365 | 0.22717 | 0.40266 | 0.0013174 | 0
4327 | 1 | 0.0001212 | 0 | 0 | 0.0001821 | 0.00011416 | 0.18995 | 0.092804 | 0.4157 | 0.32737 | 0.41943 | 0.0045725 | 0
4328 | 1 | 0.00013351 | 0 | 0.00034389 | 0.0001586 | 0.00011416 | 0.33516 | 0.071179 | 0.4027 | 0.3824 | 0.4267 | 0.062499 | 0.0015823
4329 | 1 | 0.00013048 | 0 | 0.0013841 | 0.00014685 | 0.00011416 | 0.46471 | 0.07787 | 0.6288 | 0.35062 | 0.44241 | 0.091599 | 0.0035211
4330 | 1 | 0.00012825 | 0 | 0.0020506 | 0.00016448 | 0.00011416 | 0.55258 | 0.088732 | 0.6169 | 0.38605 | 0.45899 | 0.060161 | 0.062411
4331 | 1 | 0.00012746 | 0 | 0.0025962 | 0.00018797 | 0.00011416 | 0.60216 | 0.098623 | 0.5747 | 0.30326 | 0.4586 | 0.021325 | 0
4332 | 1 | 0.00012488 | 0 | 0.0030273 | 0.00020677 | 0.00011416 | 0.60443 | 0.099496 | 0.5279 | 0.26443 | 0.45113 | 0.0013373 | 0.035468
4333 | 1 | 0.00012033 | 0 | 0.0033559 | 0.00018797 | 0.00011416 | 0.60653 | 0.099399 | 0.4742 | 0.26114 | 0.44309 | 0.031913 | 0.79316
4334 | 1 | 0.00011501 | 0 | 0.0035628 | 0.00019032 | 0.00011416 | 0.59247 | 0.094162 | 0.407 | 0.22851 | 0.42719 | 0.14396 | 0.12359
4335 | 1 | 0.00010843 | 0 | 0.0036466 | 0.00021382 | 0.00011416 | 0.52964 | 0.092901 | 0.35 | 0.20733 | 0.42777 | 0.18203 | 0.012558
4336 | 1 | 0.00010451 | 0 | 0.0035938 | 0.00022322 | 0.00011416 | 0.4282 | 0.091059 | 0.3211 | 0.26175 | 0.4395 | 0.1154 | 0.0012703
4337 | 1 | 0.0001026 | 0 | 0.0034547 | 0.00022322 | 0.00011416 | 0.29672 | 0.092514 | 0.3225 | 0.32919 | 0.45113 | 0.03402 | 0
4338 | 1 | 0.00010764 | 0 | 0.003118 | 0.00016448 | 0.00011416 | 0.15846 | 0.096587 | 0.374 | 0.30606 | 0.44987 | 0.0012587 | 0.050979
4339 | 1 | 0.00011924 | 0 | 0.0020433 | 0.00011748 | 0.00011416 | 0.059118 | 0.10551 | 0.3225 | 0.27417 | 0.45288 | 0.0035994 | 0
4340 | 1 | 0.0001247 | 0 | 0.00077801 | 8.8113e-05 | 0.00011416 | 0.015183 | 0.15264 | 0.3655 | 0.23131 | 0.43349 | 0.053873 | 0
4341 | 1 | 0.00012471 | 0 | 0.00013024 | 5.8742e-05 | 0.00011416 | 0 | 0.2117 | 0.4274 | 0.29912 | 0.42728 | 0.081237 | 0
4342 | 1 | 0.0001375 | 0 | 0 | 3.7595e-05 | 0.00011416 | 0 | 0.2469 | 0.4172 | 0.2206 | 0.40876 | 0.054488 | 0
4343 | 1 | 0.00013636 | 0 | 0 | 2.3497e-05 | 0.00011416 | 0 | 0.27851 | 0.3024 | 0.099099 | 0.39587 | 0.019982 | 0
4344 | 1 | 0.00011398 | 0 | 0 | 9.3987e-06 | 0.00011416 | 0 | 0.279 | 0.1614 | 0.090699 | 0.39025 | 0.0013373 | 0
4345 | 1 | 9.9363e-05 | 0 | 0 | 5.8742e-06 | 0.00011416 | 0 | 0.26552 | 0.0777 | 0.095934 | 0.38695 | 0.029075 | 0
4346 | 1 | 9.1817e-05 | 0 | 0 | 2.3497e-06 | 0.00011416 | 0 | 0.25553 | 0.1153 | 0.081812 | 0.38676 | 0.13256 | 0
4347 | 1 | 8.3159e-05 | 0 | 0 | 1.1748e-06 | 0.00011416 | 0 | 0.24864 | 0.2638 | 0.078524 | 0.39083 | 0.16727 | 0
4348 | 1 | 8.0721e-05 | 0 | 0 | 1.4098e-05 | 0.00011416 | 0.0040381 | 0.25262 | 0.3669 | 0.10506 | 0.39558 | 0.1064 | 0
4349 | 1 | 8.6686e-05 | 0 | 0 | 3.7595e-05 | 0.00011416 | 0.019706 | 0.23497 | 0.4114 | 0.11675 | 0.40421 | 0.031417 | 0
4350 | 1 | 0.00010015 | 0 | 0 | 9.3987e-05 | 0.00011416 | 0.072363 | 0.2115 | 0.3157 | 0.094595 | 0.41187 | 0.0012206 | 0
4351 | 1 | 0.0001221 | 0 | 0 | 0.0001821 | 0.00011416 | 0.16992 | 0.15797 | 0.2021 | 0.25298 | 0.42913 | 0.0030341 | 0
4352 | 1 | 0.00012995 | 0 | 0.00085036 | 0.0001586 | 0.00011416 | 0.2985 | 0.1251 | 0.3955 | 0.34648 | 0.46287 | 0.048587 | 0.1157
4353 | 1 | 0.00012983 | 0 | 0.0018152 | 0.00014685 | 0.00011416 | 0.42756 | 0.12219 | 0.4756 | 0.49489 | 0.47954 | 0.074782 | 0.17377
4354 | 1 | 0.00012738 | 0 | 0.0025894 | 0.00016448 | 0.00011416 | 0.53594 | 0.13218 | 0.5479 | 0.39615 | 0.48371 | 0.050911 | 0.23364
4355 | 1 | 0.0001253 | 0 | 0.0032112 | 0.00018797 | 0.00011416 | 0.59296 | 0.14876 | 0.6062 | 0.3354 | 0.48604 | 0.019119 | 0.44707
4356 | 1 | 0.00012213 | 0 | 0.0036564 | 0.00020677 | 0.00011416 | 0.61202 | 0.15419 | 0.6022 | 0.23192 | 0.46645 | 0.0013373 | 0.66871
4357 | 1 | 0.00011439 | 0 | 0.0039266 | 0.00018797 | 0.00011416 | 0.60879 | 0.16098 | 0.5816 | 0.22267 | 0.44474 | 0.026411 | 0.56669
4358 | 1 | 0.00011321 | 0 | 0.0040356 | 0.00019032 | 0.00011416 | 0.57664 | 0.15545 | 0.5451 | 0.18529 | 0.43494 | 0.12178 | 0.059993
4359 | 1 | 0.00010711 | 0 | 0.0039922 | 0.00021382 | 0.00011416 | 0.50993 | 0.15341 | 0.5062 | 0.16679 | 0.4394 | 0.15333 | 0.012569
4360 | 1 | 0.00010332 | 0 | 0.0038441 | 0.00022322 | 0.00011416 | 0.41286 | 0.15254 | 0.4259 | 0.16119 | 0.44619 | 0.097883 | 0.41818
4361 | 1 | 0.00010303 | 0 | 0.0035091 | 0.00022322 | 0.00011416 | 0.28945 | 0.14566 | 0.3265 | 0.25578 | 0.45831 | 0.02895 | 0.038978
4362 | 1 | 0.00011202 | 0 | 0.0028328 | 0.00016448 | 0.00011416 | 0.15458 | 0.13062 | 0.2325 | 0.34283 | 0.48778 | 0.0011832 | 0.18055
4363 | 1 | 0.00012287 | 0 | 0.0018914 | 0.00011748 | 0.00011416 | 0.057503 | 0.1313 | 0.1595 | 0.19345 | 0.49244 | 0.0025314 | 0.003822
4364 | 1 | 0.00012437 | 0 | 0.00095676 | 8.8113e-05 | 0.00011416 | 0.014376 | 0.15089 | 0.1359 | 0.16667 | 0.47712 | 0.043658 | 0
4365 | 1 | 0.00012318 | 0 | 0.00045497 | 5.8742e-05 | 0.00011416 | 0 | 0.17659 | 0.1377 | 0.21305 | 0.4778 | 0.068679 | 0
4366 | 1 | 0.00013933 | 0 | 0.00016726 | 3.7595e-05 | 0.00011416 | 0 | 0.19977 | 0.1721 | 0.21305 | 0.45007 | 0.047495 | 0
4367 | 1 | 0.00014439 | 0 | 0 | 2.3497e-05 | 0.00011416 | 0 | 0.19152 | 0.2663 | 0.14074 | 0.42699 | 0.01828 | 0
4368 | 1 | 0.00012127 | 0 | 0 | 9.3987e-06 | 0.00011416 | 0 | 0.18454 | 0.2233 | 0.093864 | 0.39131 | 0.0013373 | 0
4369 | 1 | 0.00010539 | 0 | 0 | 5.8742e-06 | 0.00011416 | 0 | 0.17446 | 0.0054 | 0.057219 | 0.38142 | 0.025142 | 0
4370 | 1 | 9.7161e-05 | 0 | 0 | 2.3497e-06 | 0.00011416 | 0 | 0.16971 | 0.0361 | 0.056245 | 0.37638 | 0.11662 | 0
4371 | 1 | 8.6045e-05 | 0 | 0 | 1.1748e-06 | 0.00011416 | 0 | 0.15603 | 0.1852 | 0.043949 | 0.37318 | 0.14666 | 0
4372 | 1 | 8.2523e-05 | 0 | 0 | 1.4098e-05 | 0.00011416 | 0.0050073 | 0.16234 | 0.364 | 0.067324 | 0.37706 | 0.0938 | 0
4373 | 1 | 8.8941e-05 | 0 | 0 | 3.7595e-05 | 0.00011416 | 0.018898 | 0.15167 | 0.4654 | 0.090334 | 0.40673 | 0.027767 | 0
4374 | 1 | 0.00010259 | 0 | 0 | 9.3987e-05 | 0.00011416 | 0.066387 | 0.14711 | 0.3797 | 0.12832 | 0.44309 | 0.0011648 | 0
4375 | 1 | 0.00012483 | 0 | 0 | 0.0001821 | 0.00011416 | 0.15942 | 0.13809 | 0.143 | 0.24361 | 0.46093 | 0.0023023 | 0
4376 | 1 | 0.00013693 | 0 | 0.00043242 | 0.0001586 | 0.00011416 | 0.27427 | 0.12238 | 0.0311 | 0.29839 | 0.47023 | 0.041324 | 0.0047134
4377 | 1 | 0.0001396 | 0 | 0.001121 | 0.00014685 | 0.00011416 | 0.38039 | 0.13024 | 0.0078 | 0.30509 | 0.45715 | 0.065756 | 0.0035211
4378 | 1 | 0.00014039 | 0 | 0.0016433 | 0.00016448 | 0.00011416 | 0.46341 | 0.16718 | 0.0621 | 0.30643 | 0.45802 | 0.045845 | 0.00624
4379 | 1 | 0.00014031 | 0 | 0.0020897 | 0.00018797 | 0.00011416 | 0.51316 | 0.15768 | 0.2 | 0.27624 | 0.45113 | 0.017871 | 0.0061174
4380 | 1 | 0.00013855 | 0 | 0.0024604 | 0.00020677 | 0.00011416 | 0.53852 | 0.14449 | 0.3225 | 0.18895 | 0.44852 | 0.0013373 | 0.20971
4381 | 1 | 0.00013112 | 0 | 0.0027324 | 0.00018797 | 0.00011416 | 0.54127 | 0.13189 | 0.3486 | 0.22279 | 0.449 | 0.026411 | 0.42353
4382 | 1 | 0.00012983 | 0 | 0.0028703 | 0.00019032 | 0.00011416 | 0.51333 | 0.11811 | 0.3389 | 0.20112 | 0.45016 | 0.12178 | 0.3186
4383 | 1 | 0.00012434 | 0 | 0.0028707 | 0.00021382 | 0.00011416 | 0.44532 | 0.099884 | 0.3375 | 0.16691 | 0.45695 | 0.15333 | 0.81649
4384 | 1 | 0.00011969 | 0 | 0.0027703 | 0.00022322 | 0.00011416 | 0.35358 | 0.091156 | 0.3279 | 0.18383 | 0.46704 | 0.097883 | 0.73927
4385 | 1 | 0.00011867 | 0 | 0.0025319 | 0.00022322 | 0.00011416 | 0.24471 | 0.090089 | 0.2726 | 0.20136 | 0.48041 | 0.02895 | 0.57165
4386 | 1 | 0.00012384 | 0 | 0.0020863 | 0.00016448 | 0.00011416 | 0.13261 | 0.098235 | 0.1989 | 0.18846 | 0.4715 | 0.0011832 | 0.35947
4387 | 1 | 0.00013034 | 0 | 0.001333 | 0.00011748 | 0.00011416 | 0.053949 | 0.10066 | 0.1643 | 0.1803 | 0.46645 | 0.0025314 | 0.16118
4388 | 1 | 0.00013041 | 0 | 0.00043497 | 8.8113e-05 | 0.00011416 | 0.016152 | 0.10803 | 0.1652 | 0.16935 | 0.46054 | 0.043658 | 0
4389 | 1 | 0.00012856 | 0 | 0 | 5.8742e-05 | 0.00011416 | 0 | 0.11171 | 0.1502 | 0.22413 | 0.45346 | 0.068679 | 0
4390 | 1 | 0.00014103 | 0 | 0 | 3.7595e-05 | 0.00011416 | 0 | 0.10687 | 0.1595 | 0.25517 | 0.46316 | 0.047495 | 0
4391 | 1 | 0.00014352 | 0 | 0 | 2.3497e-05 | 0.00011416 | 0 | 0.10376 | 0.1672 | 0.13282 | 0.45938 | 0.01828 | 0
4392 | 1 | 0.00012105 | 0 | 0 | 9.3987e-06 | 0.00011416 | 0 | 0.10173 | 0.221 | 0.082785 | 0.44134 | 0.0013373 | 0
4393 | 1 | 0.00010483 | 0 | 0 | 5.8742e-06 | 0.00011416 | 0 | 0.10279 | 0.3375 | 0.081446 | 0.42214 | 0.029075 | 0
4394 | 1 | 9.677e-05 | 0 | 0 | 2.3497e-06 | 0.00011416 | 0 | 0.10551 | 0.4698 | 0.063185 | 0.40954 | 0.13256 | 0
4395 | 1 | 8.6349e-05 | 0 | 0 | 1.1748e-06 | 0.00011416 | 0 | 0.11055 | 0.5322 | 0.083272 | 0.40547 | 0.16727 | 0
4396 | 1 | 8.3174e-05 | 0 | 0 | 1.4098e-05 | 0.00011416 | 0.0038766 | 0.11967 | 0.5077 | 0.1198 | 0.39083 | 0.1064 | 0
4397 | 1 | 8.9852e-05 | 0 | 0 | 3.7595e-05 | 0.00011416 | 0.017929 | 0.13344 | 0.4873 | 0.12905 | 0.39694 | 0.031417 | 0
4398 | 1 | 0.00010223 | 0 | 0 | 9.3987e-05 | 0.00011416 | 0.065256 | 0.13324 | 0.4186 | 0.19479 | 0.43572 | 0.0012206 | 0
4399 | 1 | 0.00012374 | 0 | 0 | 0.0001821 | 0.00011416 | 0.15862 | 0.10764 | 0.4493 | 0.27222 | 0.47411 | 0.0030341 | 0
4400 | 1 | 0.00013472 | 0 | 0.00048392 | 0.0001586 | 0.00011416 | 0.28202 | 0.099593 | 0.5981 | 0.35147 | 0.49913 | 0.048587 | 0.1139
4401 | 1 | 0.00013505 | 0 | 0.0013232 | 0.00014685 | 0.00011416 | 0.39832 | 0.095811 | 0.6506 | 0.32627 | 0.51086 | 0.074782 | 0.31021
4402 | 1 | 0.0001315 | 0 | 0.0021072 | 0.00016448 | 0.00011416 | 0.47375 | 0.10017 | 0.6062 | 0.42099 | 0.5097 | 0.050911 | 0.52117
4403 | 1 | 0.00012744 | 0 | 0.0027996 | 0.00018797 | 0.00011416 | 0.53287 | 0.10745 | 0.5365 | 0.33686 | 0.50562 | 0.019119 | 0.64939
4404 | 1 | 0.00012354 | 0 | 0.0033746 | 0.00020677 | 0.00011416 | 0.57422 | 0.11482 | 0.499 | 0.299 | 0.48303 | 0.0013373 | 0.8938
4405 | 1 | 0.00011445 | 0 | 0.0037692 | 0.00018797 | 0.00011416 | 0.57454 | 0.1282 | 0.4405 | 0.27904 | 0.47547 | 0.031913 | 1.0195
4406 | 1 | 0.00011107 | 0 | 0.0039977 | 0.00019032 | 0.00011416 | 0.54353 | 0.13799 | 0.4434 | 0.27453 | 0.4618 | 0.14396 | 0.36668
4407 | 1 | 0.00010393 | 0 | 0.0040428 | 0.00021382 | 0.00011416 | 0.48926 | 0.14798 | 0.4625 | 0.31885 | 0.46141 | 0.18203 | 0.88149
4408 | 1 | 0.00010015 | 0 | 0.0039615 | 0.00022322 | 0.00011416 | 0.39121 | 0.1569 | 0.4961 | 0.34977 | 0.48866 | 0.1154 | 0.68535
4409 | 1 | 0.00010111 | 0 | 0.0037024 | 0.00022322 | 0.00011416 | 0.26975 | 0.16883 | 0.4771 | 0.29851 | 0.50136 | 0.03402 | 0.12359
4410 | 1 | 0.00010842 | 0 | 0.0031371 | 0.00016448 | 0.00011416 | 0.1415 | 0.17465 | 0.3238 | 0.25152 | 0.49719 | 0.0012587 | 0.41516
4411 | 1 | 0.00011393 | 0 | 0.0022796 | 0.00011748 | 0.00011416 | 0.051042 | 0.19346 | 0.2777 | 0.19905 | 0.48468 | 0.0035994 | 0.14453
4412 | 1 | 0.00011317 | 0 | 0.0014445 | 8.8113e-05 | 0.00011416 | 0.013084 | 0.23526 | 0.3782 | 0.13526 | 0.47053 | 0.053873 | 0
4413 | 1 | 0.00011297 | 0 | 0.00099209 | 5.8742e-05 | 0.00011416 | 0 | 0.26697 | 0.4478 | 0.20258 | 0.46403 | 0.081237 | 0
4414 | 1 | 0.0001296 | 0 | 0.00069842 | 3.7595e-05 | 0.00011416 | 0 | 0.28598 | 0.4027 | 0.23582 | 0.45307 | 0.054488 | 0
4415 | 1 | 0.00013818 | 0 | 0.00041795 | 2.3497e-05 | 0.00011416 | 0 | 0.27483 | 0.4361 | 0.29231 | 0.43785 | 0.019982 | 0
4416 | 1 | 0.00011729 | 0 | 0.00017961 | 9.3987e-06 | 0.00011416 | 0 | 0.26998 | 0.5408 | 0.13696 | 0.42757 | 0.0013373 | 0
4417 | 1 | 0.00010413 | 0 | 0 | 5.8742e-06 | 0.00011416 | 0 | 0.26115 | 0.6169 | 0.07609 | 0.39112 | 0.038131 | 0
4418 | 1 | 9.4145e-05 | 0 | 0 | 2.3497e-06 | 0.00011416 | 0 | 0.24457 | 0.6049 | 0.054906 | 0.3759 | 0.16868 | 0
4419 | 1 | 8.0789e-05 | 0 | 0 | 1.1748e-06 | 0.00011416 | 0 | 0.21519 | 0.5294 | 0.043706 | 0.37027 | 0.21411 | 0
4420 | 1 | 7.4593e-05 | 0 | 0 | 1.4098e-05 | 0.00011416 | 0.0041996 | 0.18852 | 0.4361 | 0.029462 | 0.36775 | 0.1349 | 0
4421 | 1 | 7.3109e-05 | 0 | 0 | 3.7595e-05 | 0.00011416 | 0.017768 | 0.17678 | 0.3103 | 0.046628 | 0.36795 | 0.039648 | 0
4422 | 1 | 7.3812e-05 | 0 | 0 | 9.3987e-05 | 0.00011416 | 0.068163 | 0.157 | 0.212 | 0.048089 | 0.37832 | 0.0013373 | 0
4423 | 1 | 7.8164e-05 | 0 | 0.00039411 | 0.0001821 | 0.00011416 | 0.17251 | 0.12801 | 0.2577 | 0.10397 | 0.40043 | 0.0049321 | 0
4424 | 1 | 8.3369e-05 | 0 | 0.0011334 | 0.0001586 | 0.00011416 | 0.30754 | 0.12325 | 0.3375 | 0.1523 | 0.40624 | 0.065567 | 0
4425 | 1 | 9.1425e-05 | 0 | 0.0016607 | 0.00014685 | 0.00011416 | 0.42513 | 0.10522 | 0.3265 | 0.21171 | 0.41458 | 0.09524 | 0.000702
4426 | 1 | 9.4884e-05 | 0 | 0.0020574 | 0.00016448 | 0.00011416 | 0.50525 | 0.084853 | 0.2905 | 0.23509 | 0.43077 | 0.062136 | 0
4427 | 1 | 9.4541e-05 | 0 | 0.0023991 | 0.00018797 | 0.00011416 | 0.55678 | 0.067688 | 0.2701 | 0.19515 | 0.44231 | 0.021786 | 0.44579
4428 | 1 | 9.6985e-05 | 0 | 0.0027252 | 0.00020677 | 0.00011416 | 0.59425 | 0.070306 | 0.2651 | 0.16594 | 0.4553 | 0.0013373 | 0.66779
4429 | 1 | 8.7632e-05 | 0 | 0.0030614 | 0.00018797 | 0.00011416 | 0.59296 | 0.07661 | 0.2651 | 0.14 | 0.45821 | 0.045108 | 0.56674
4430 | 1 | 8.0144e-05 | 0 | 0.0033159 | 0.00019032 | 0.00011416 | 0.54822 | 0.067009 | 0.2663 | 0.10993 | 0.45559 | 0.19607 | 0.090825
4431 | 1 | 7.2347e-05 | 0 | 0.0034036 | 0.00021382 | 0.00011416 | 0.48651 | 0.070306 | 0.2663 | 0.091551 | 0.46025 | 0.24976 | 0.23321
4432 | 1 | 6.9015e-05 | 0 | 0.0033133 | 0.00022322 | 0.00011416 | 0.40187 | 0.079325 | 0.2802 | 0.12978 | 0.46936 | 0.15647 | 0.36096
4433 | 1 | 7.243e-05 | 0 | 0.0030805 | 0.00022322 | 0.00011416 | 0.27718 | 0.081652 | 0.2713 | 0.21853 | 0.46364 | 0.045866 | 0.0012591
4434 | 1 | 8.1459e-05 | 0 | 0.0025873 | 0.00016448 | 0.00011416 | 0.14699 | 0.082137 | 0.212 | 0.33248 | 0.4777 | 0.0014192 | 0.0083683
4435 | 1 | 9.3133e-05 | 0 | 0.0016807 | 0.00011748 | 0.00011416 | 0.053788 | 0.082622 | 0.1731 | 0.28938 | 0.47838 | 0.0065588 | 0
4436 | 1 | 9.7677e-05 | 0 | 0.00071119 | 8.8113e-05 | 0.00011416 | 0.013568 | 0.080877 | 0.2325 | 0.25505 | 0.47974 | 0.078843 | 0
4437 | 1 | 0.00010132 | 0 | 0.00013194 | 5.8742e-05 | 0.00011416 | 0 | 0.081749 | 0.3252 | 0.33869 | 0.46694 | 0.11077 | 0
4438 | 1 | 0.00011832 | 0 | 0 | 3.7595e-05 | 0.00011416 | 0 | 0.087956 | 0.4172 | 0.3936 | 0.45996 | 0.070468 | 0
4439 | 1 | 0.00012393 | 0 | 0 | 2.3497e-05 | 0.00011416 | 0 | 0.09649 | 0.4683 | 0.24836 | 0.43582 | 0.023696 | 0
4440 | 1 | 0.00010429 | 0 | 0 | 9.3987e-06 | 0.00011416 | 0 | 0.10095 | 0.4099 | 0.1187 | 0.4203 | 0.0013373 | 0
4441 | 1 | 8.9457e-05 | 0 | 0 | 5.8742e-06 | 0.00011416 | 0 | 0.095132 | 0.3157 | 0.10056 | 0.40411 | 0.052888 | 0
4442 | 1 | 7.969e-05 | 0 | 0 | 2.3497e-06 | 0.00011416 | 0 | 0.10163 | 0.3063 | 0.054298 | 0.39674 | 0.22628 | 0
4443 | 1 | 6.7226e-05 | 0 | 0 | 1.1748e-06 | 0.00011416 | 0 | 0.10405 | 0.2958 | 0.030071 | 0.38598 | 0.28916 | 0
4444 | 1 | 6.1058e-05 | 0 | 0 | 1.4098e-05 | 0.00011416 | 0.0058149 | 0.097168 | 0.2384 | 0.039445 | 0.38065 | 0.18023 | 0
4445 | 1 | 5.7806e-05 | 0 | 0 | 3.7595e-05 | 0.00011416 | 0.017283 | 0.092998 | 0.2302 | 0.038958 | 0.3757 | 0.052702 | 0
4446 | 1 | 5.4645e-05 | 0 | 0 | 9.3987e-05 | 0.00011416 | 0.062995 | 0.092126 | 0.1217 | 0.04261 | 0.36698 | 0.0015043 | 0
4447 | 1 | 6.0153e-05 | 0 | 0 | 0.0001821 | 0.00011416 | 0.14279 | 0.07467 | 0.1258 | 0.058559 | 0.38181 | 0.0085089 | 0
4448 | 1 | 6.6687e-05 | 0 | 0.00032006 | 0.0001586 | 0.00011416 | 0.24988 | 0.071761 | 0.2279 | 0.078768 | 0.39519 | 0.0938 | 0.11878
4449 | 1 | 7.0647e-05 | 0 | 0.00093123 | 0.00014685 | 0.00011416 | 0.37054 | 0.063712 | 0.343 | 0.096542 | 0.39403 | 0.12789 | 0.29127
4450 | 1 | 7.4056e-05 | 0 | 0.0014045 | 0.00016448 | 0.00011416 | 0.45615 | 0.06924 | 0.3711 | 0.14646 | 0.39335 | 0.079513 | 0.43689
4451 | 1 | 7.627e-05 | 0 | 0.0018416 | 0.00018797 | 0.00011416 | 0.49184 | 0.11152 | 0.3556 | 0.20879 | 0.39868 | 0.025714 | 0.51861
4452 | 1 | 8.0654e-05 | 0 | 0.0022063 | 0.00020677 | 0.00011416 | 0.5403 | 0.1571 | 0.3655 | 0.12515 | 0.39829 | 0.0013373 | 0.4259
4453 | 1 | 7.2538e-05 | 0 | 0.002357 | 0.00018797 | 0.00011416 | 0.5571 | 0.18697 | 0.4027 | 0.042732 | 0.39228 | 0.061516 | 0.2618
4454 | 1 | 6.8346e-05 | 0 | 0.0022149 | 0.00019032 | 0.00011416 | 0.53933 | 0.19754 | 0.4449 | 0.043341 | 0.38327 | 0.25945 | 0.014742
4455 | 1 | 6.4887e-05 | 0 | 0.0019489 | 0.00021382 | 0.00011416 | 0.47795 | 0.21363 | 0.4829 | 0.075116 | 0.3791 | 0.33249 | 0.56285
4456 | 1 | 6.4901e-05 | 0 | 0.0017177 | 0.00022322 | 0.00011416 | 0.38621 | 0.2116 | 0.5033 | 0.1243 | 0.39364 | 0.20629 | 0.066411
4457 | 1 | 6.9656e-05 | 0 | 0.0014241 | 0.00022322 | 0.00011416 | 0.26668 | 0.21005 | 0.5222 | 0.15936 | 0.41313 | 0.060186 | 0.099963
4458 | 1 | 8.0873e-05 | 0 | 0.0010044 | 0.00016448 | 0.00011416 | 0.14586 | 0.21199 | 0.499 | 0.1562 | 0.41516 | 0.0015928 | 0.015589
4459 | 1 | 9.5051e-05 | 0 | 0.00040773 | 0.00011748 | 0.00011416 | 0.056857 | 0.17388 | 0.423 | 0.20149 | 0.4205 | 0.010812 | 0.0038889
4460 | 1 | 9.9411e-05 | 0 | 0 | 8.8113e-05 | 0.00011416 | 0.015183 | 0.13974 | 0.4085 | 0.24105 | 0.41352 | 0.11054 | 0
4461 | 1 | 9.9685e-05 | 0 | 0 | 5.8742e-05 | 0.00011416 | 0 | 0.12529 | 0.4347 | 0.31592 | 0.4107 | 0.1467 | 0
4462 | 1 | 0.00011539 | 0 | 0 | 3.7595e-05 | 0.00011416 | 0 | 0.12364 | 0.4128 | 0.25152 | 0.41313 | 0.089302 | 0
4463 | 1 | 0.00012083 | 0 | 0 | 2.3497e-05 | 0.00011416 | 0 | 0.12316 | 0.3347 | 0.145 | 0.39538 | 0.027843 | 0
4464 | 1 | 9.9787e-05 | 0 | 0 | 9.3987e-06 | 0.00011416 | 0 | 0.098041 | 0.2256 | 0.097151 | 0.38705 | 0.0013373 | 0
4465 | 1 | 8.4807e-05 | 0 | 0 | 5.8742e-06 | 0.00011416 | 0 | 0.07758 | 0.1185 | 0.075359 | 0.39364 | 0.068568 | 0
4466 | 1 | 7.8235e-05 | 0 | 0 | 2.3497e-06 | 0.00011416 | 0 | 0.063906 | 0.037 | 0.066107 | 0.38811 | 0.28635 | 0
4467 | 1 | 6.8417e-05 | 5.7269e-07 | 0 | 1.1748e-06 | 0.00011416 | 0 | 0.0577 | 0.0026 | 0.076698 | 0.38598 | 0.36769 | 0
4468 | 1 | 6.5617e-05 | 9.5516e-06 | 0 | 1.4098e-05 | 0.00011416 | 0.0077532 | 0.055954 | 0.0004 | 0.087899 | 0.39325 | 0.22739 | 0
4469 | 1 | 7.6157e-05 | 5.7882e-06 | 0 | 3.7595e-05 | 0.00011416 | 0.020837 | 0.056342 | 0.0103 | 0.11152 | 0.41032 | 0.066242 | 0
4470 | 1 | 9.2266e-05 | 0 | 0 | 9.3987e-05 | 0.00011416 | 0.072686 | 0.054015 | 0.0349 | 0.15595 | 0.4237 | 0.0016614 | 0
4471 | 1 | 0.00011259 | 0 | 0 | 0.0001821 | 0.00011416 | 0.18107 | 0.040632 | 0.0332 | 0.2318 | 0.44086 | 0.012788 | 0
4472 | 1 | 0.00013224 | 0 | 0 | 0.0001586 | 0.00011416 | 0.32757 | 0.040438 | 0.034 | 0.31349 | 0.45967 | 0.12432 | 0.0023289
4473 | 1 | 0.00013734 | 0 | 0.00061543 | 0.00014685 | 0.00011416 | 0.45712 | 0.041117 | 0.0388 | 0.25615 | 0.46888 | 0.16196 | 0.099238
4474 | 1 | 0.00013714 | 0 | 0.0012568 | 0.00016448 | 0.00011416 | 0.55048 | 0.04296 | 0.0429 | 0.31081 | 0.465 | 0.097148 | 0.10282
4475 | 1 | 0.00013564 | 0 | 0.0018029 | 0.00018797 | 0.00011416 | 0.60362 | 0.045966 | 0.0463 | 0.36937 | 0.46985 | 0.029515 | 0
4476 | 1 | 0.00013399 | 0 | 0.0022595 | 0.00020677 | 0.00011416 | 0.62607 | 0.046257 | 0.0488 | 0.34161 | 0.46936 | 0.0013373 | 0.010017
4477 | 1 | 0.00012719 | 0 | 0.0026141 | 0.00018797 | 0.00011416 | 0.62316 | 0.050621 | 0.0529 | 0.35768 | 0.49166 | 0.07614 | 0.038955
4478 | 1 | 0.00012605 | 0 | 0.0028375 | 0.00019032 | 0.00011416 | 0.61929 | 0.048972 | 0.0555 | 0.23606 | 0.48904 | 0.31504 | 0.92614
4479 | 1 | 0.00012038 | 0 | 0.0029231 | 0.00021382 | 0.00011416 | 0.52689 | 0.043735 | 0.0604 | 0.21573 | 0.48303 | 0.40529 | 0.018954
4480 | 1 | 0.00011448 | 0 | 0.002898 | 0.00022322 | 0.00011416 | 0.42578 | 0.042766 | 0.0539 | 0.33455 | 0.48778 | 0.24989 | 0
4481 | 1 | 0.00011281 | 0 | 0.0027477 | 0.00022322 | 0.00011416 | 0.29753 | 0.043251 | 0.0411 | 0.40236 | 0.51125 | 0.07269 | 0.076061
4482 | 1 | 0.00011674 | 0 | 0.0024779 | 0.00016448 | 0.00011416 | 0.15797 | 0.041796 | 0.0357 | 0.50767 | 0.51037 | 0.0017319 | 0.03968
4483 | 1 | 0.00012353 | 0 | 0.0018769 | 0.00011748 | 0.00011416 | 0.057503 | 0.038887 | 0.0429 | 0.44449 | 0.48546 | 0.014991 | 0
4484 | 1 | 0.0001247 | 0 | 0.00098443 | 8.8113e-05 | 0.00011416 | 0.014053 | 0.050233 | 0.0995 | 0.41259 | 0.47828 | 0.1392 | 0
4485 | 1 | 0.00012565 | 0 | 0.0003324 | 5.8742e-05 | 0.00011416 | 0 | 0.0705 | 0.2054 | 0.35573 | 0.47547 | 0.17824 | 0
4486 | 1 | 0.00014206 | 0 | 0 | 3.7595e-05 | 0.00011416 | 0 | 0.093289 | 0.2893 | 0.30424 | 0.45133 | 0.10544 | 0
4487 | 1 | 0.00014277 | 0 | 0 | 2.3497e-05 | 0.00011416 | 0 | 0.10357 | 0.3293 | 0.14061 | 0.41371 | 0.031253 | 0
4488 | 1 | 0.00012009 | 0 | 0 | 9.3987e-06 | 0.00011416 | 0 | 0.10648 | 0.313 | 0.10105 | 0.39568 | 0.0013373 | 0
4489 | 1 | 0.0001046 | 0 | 0 | 5.8742e-06 | 0.00011416 | 0 | 0.11365 | 0.2244 | 0.12272 | 0.39286 | 0.081485 | 0
4490 | 1 | 9.6828e-05 | 0 | 0 | 2.3497e-06 | 0.00011416 | 0 | 0.10929 | 0.1447 | 0.088507 | 0.40557 | 0.3352 | 0
4491 | 1 | 8.644e-05 | 0 | 0 | 1.1748e-06 | 0.00011416 | 0 | 0.10376 | 0.1076 | 0.068542 | 0.40527 | 0.43173 | 0
4492 | 1 | 8.3761e-05 | 0 | 0 | 1.4098e-05 | 0.00011416 | 0.0041996 | 0.097556 | 0.1153 | 0.10397 | 0.41352 | 0.26569 | 0
4493 | 1 | 8.9722e-05 | 0 | 0 | 3.7595e-05 | 0.00011416 | 0.017929 | 0.098623 | 0.1662 | 0.1523 | 0.42253 | 0.077214 | 0
4494 | 1 | 0.00010255 | 0 | 0 | 9.3987e-05 | 0.00011416 | 0.070748 | 0.10047 | 0.2187 | 0.19637 | 0.45046 | 0.00178 | 0
4495 | 1 | 0.00012194 | 0 | 0 | 0.0001821 | 0.00011416 | 0.17105 | 0.090089 | 0.288 | 0.28013 | 0.44493 | 0.016592 | 0
4496 | 1 | 0.00013055 | 0 | 0.00074779 | 0.0001586 | 0.00011416 | 0.29058 | 0.081749 | 0.4303 | 0.41502 | 0.43921 | 0.14976 | 0.0027189
4497 | 1 | 0.00013336 | 0 | 0.0015484 | 0.00014685 | 0.00011416 | 0.40236 | 0.092417 | 0.5365 | 0.48247 | 0.44221 | 0.18967 | 0.0049251
4498 | 1 | 0.00013456 | 0 | 0.0020855 | 0.00016448 | 0.00011416 | 0.47294 | 0.11763 | 0.6275 | 0.50548 | 0.45608 | 0.11122 | 0
4499 | 1 | 0.00013694 | 0 | 0.0023736 | 0.00018797 | 0.00011416 | 0.51559 | 0.16127 | 0.7104 | 0.45776 | 0.44997 | 0.032448 | 0.050109
4500 | 1 | 0.00013835 | 0 | 0.0024698 | 0.00020677 | 0.00011416 | 0.54434 | 0.19249 | 0.7685 | 0.37278 | 0.43087 | 0.0013373 | 0
4501 | 1 | 0.0001337 | 0 | 0.0024983 | 0.00018797 | 0.00011416 | 0.53222 | 0.19773 | 0.7975 | 0.4048 | 0.42728 | 0.087075 | 0.008268
4502 | 1 | 0.00013302 | 0 | 0.0025145 | 0.00019032 | 0.00011416 | 0.50638 | 0.24884 | 0.8076 | 0.26272 | 0.44134 | 0.3562 | 0
4503 | 1 | 0.00012735 | 0 | 0.0024102 | 0.00021382 | 0.00011416 | 0.44855 | 0.28026 | 0.8059 | 0.24069 | 0.46122 | 0.4593 | 0.41244
4504 | 1 | 0.00012582 | 0 | 0.0021229 | 0.00022322 | 0.00011416 | 0.35519 | 0.30809 | 0.8043 | 0.23277 | 0.47392 | 0.28213 | 0
4505 | 1 | 0.00012577 | 0 | 0.0016479 | 0.00022322 | 0.00011416 | 0.24633 | 0.32215 | 0.8242 | 0.22608 | 0.49651 | 0.081921 | 0
4506 | 1 | 0.00013514 | 0 | 0.00097592 | 0.00016448 | 0.00011416 | 0.13374 | 0.32768 | 0.8264 | 0.20307 | 0.49787 | 0.001829 | 0
4507 | 1 | 0.00014286 | 0 | 0.00016599 | 0.00011748 | 0.00011416 | 0.050557 | 0.33786 | 0.7958 | 0.19808 | 0.46015 | 0.018303 | 0.0078669
4508 | 1 | 0.00013186 | 0 | 0 | 8.8113e-05 | 0.00011416 | 0.01276 | 0.35153 | 0.7519 | 0.13307 | 0.43165 | 0.16083 | 0
4509 | 1 | 0.00012422 | 0 | 0 | 5.8742e-05 | 0.00011416 | 0 | 0.34087 | 0.7385 | 0.12308 | 0.4236 | 0.20159 | 0
4510 | 1 | 0.00013671 | 0 | 0 | 3.7595e-05 | 0.00011416 | 0 | 0.31517 | 0.7269 | 0.13039 | 0.41516 | 0.11721 | 0
4511 | 1 | 0.00013854 | 0 | 0 | 2.3497e-05 | 0.00011416 | 0 | 0.29412 | 0.7437 | 0.13002 | 0.40489 | 0.033674 | 0
4512 | 1 | 0.0001167 | 0 | 0 | 9.3987e-06 | 0.00011416 | 0 | 0.2789 | 0.7258 | 0.11955 | 0.37522 | 0.0013373 | 0
4513 | 1 | 0.0001013 | 0 | 0 | 5.8742e-06 | 0.00011416 | 0 | 0.26513 | 0.716 | 0.16922 | 0.36863 | 0.087075 | 0
4514 | 1 | 9.3302e-05 | 2.618e-06 | 0 | 2.3497e-06 | 0.00011416 | 0 | 0.26678 | 0.7047 | 0.081812 | 0.37134 | 0.3562 | 0
4515 | 1 | 8.0299e-05 | 1.0636e-05 | 0 | 1.1748e-06 | 0.00011416 | 0 | 0.26862 | 0.6921 | 0.052593 | 0.38016 | 0.4593 | 0
4516 | 1 | 7.5602e-05 | 1.7896e-05 | 0 | 1.4098e-05 | 0.00011416 | 0.0043612 | 0.27104 | 0.679 | 0.078403 | 0.3884 | 0.28213 | 0
4517 | 1 | 8.2506e-05 | 1.7324e-05 | 0 | 3.7595e-05 | 0.00011416 | 0.057987 | 0.24564 | 0.6481 | 0.10616 | 0.40111 | 0.081921 | 0
4518 | 1 | 9.957e-05 | 0 | 0 | 9.3987e-05 | 0.00011416 | 0.06251 | 0.24593 | 0.5803 | 0.17397 | 0.43698 | 0.001829 | 0
4519 | 1 | 0.00011653 | 0 | 0 | 0.0001821 | 0.00011416 | 0.054595 | 0.28317 | 0.4888 | 0.25006 | 0.45113 | 0.018303 | 0
4520 | 1 | 0.00013093 | 0 | 0 | 0.0001586 | 0.00011416 | 0.19383 | 0.30469 | 0.512 | 0.2391 | 0.44755 | 0.16083 | 0.0027077
4521 | 1 | 0.00014221 | 0 | 0 | 0.00014685 | 0.00011416 | 0.37328 | 0.32312 | 0.6022 | 0.20599 | 0.446 | 0.20159 | 0.0063403
4522 | 1 | 0.00014997 | 0 | 0 | 0.00016448 | 0.00011416 | 0.44435 | 0.34659 | 0.6619 | 0.17312 | 0.44629 | 0.11721 | 0.025974
4523 | 1 | 0.00015435 | 0 | 0 | 0.00018797 | 0.00011416 | 0.49104 | 0.36666 | 0.699 | 0.22559 | 0.46325 | 0.033674 | 0.21599
4524 | 1 | 0.00015586 | 0 | 1.2768e-05 | 0.00020677 | 0.00011416 | 0.47052 | 0.46208 | 0.7236 | 0.22571 | 0.46296 | 0.0013373 | 0.015611
4525 | 1 | 0.00015213 | 0 | 0.00015662 | 0.00018797 | 0.00011416 | 0.46874 | 0.47799 | 0.7437 | 0.22437 | 0.44832 | 0.087075 | 0.024837
4526 | 1 | 0.00015077 | 0 | 0.00020089 | 0.00019032 | 0.00011416 | 0.4555 | 0.471 | 0.7396 | 0.15863 | 0.41875 | 0.3562 | 0
4527 | 1 | 0.00014385 | 0 | 0.00013492 | 0.00021382 | 0.00011416 | 0.42142 | 0.46965 | 0.7375 | 0.17507 | 0.42767 | 0.4593 | 0
4528 | 1 | 0.00014084 | 0 | 0 | 0.00022322 | 0.00011416 | 0.34566 | 0.43852 | 0.7104 | 0.18712 | 0.43077 | 0.28213 | 0
4529 | 1 | 0.00013643 | 0 | 0 | 0.00022322 | 0.00011416 | 0.2418 | 0.41243 | 0.6681 | 0.19929 | 0.45366 | 0.081921 | 0
4530 | 1 | 0.00013812 | 0 | 0 | 0.00016448 | 0.00011416 | 0.12857 | 0.38993 | 0.6235 | 0.21914 | 0.46354 | 0.001829 | 0.16569
4531 | 1 | 0.00013615 | 0 | 0 | 0.00011748 | 0.00011416 | 0.046842 | 0.34765 | 0.5178 | 0.1394 | 0.44018 | 0.018303 | 0
4532 | 1 | 0.00012487 | 0 | 0 | 8.8113e-05 | 0.00011416 | 0.01163 | 0.31226 | 0.4888 | 0.12637 | 0.42224 | 0.16083 | 0
4533 | 1 | 0.00011817 | 0 | 0 | 5.8742e-05 | 0.00011416 | 0 | 0.27832 | 0.5207 | 0.26577 | 0.42011 | 0.20159 | 0
4534 | 1 | 0.00012864 | 3.5179e-06 | 0 | 3.7595e-05 | 0.00011416 | 0 | 0.25727 | 0.5033 | 0.2833 | 0.41129 | 0.11721 | 0
4535 | 1 | 0.00012821 | 1.4481e-05 | 0 | 2.3497e-05 | 0.00011416 | 0 | 0.24612 | 0.4888 | 0.16131 | 0.39005 | 0.033674 | 0
4536 | 1 | 0.00010488 | 2.4237e-05 | 0 | 9.3987e-06 | 0.00011416 | 0 | 0.22789 | 0.4815 | 0.11614 | 0.35156 | 0.0013373 | 0
4537 | 1 | 8.7832e-05 | 3.387e-05 | 0 | 5.8742e-06 | 0.00011416 | 0 | 0.20908 | 0.4405 | 0.08242 | 0.33634 | 0.084249 | 0
4538 | 1 | 7.7851e-05 | 4.424e-05 | 0 | 2.3497e-06 | 0.00011416 | 0 | 0.19279 | 0.364 | 0.057585 | 0.33566 | 0.34559 | 0
4539 | 1 | 6.4389e-05 | 5.4487e-05 | 0 | 1.1748e-06 | 0.00011416 | 0 | 0.18105 | 0.3077 | 0.058802 | 0.3343 | 0.44538 | 0
4540 | 1 | 5.9374e-05 | 6.4386e-05 | 0 | 1.4098e-05 | 0.00011416 | 0.0041996 | 0.1636 | 0.2688 | 0.073898 | 0.35476 | 0.27383 | 0
4541 | 1 | 6.6885e-05 | 6.2095e-05 | 0 | 3.7595e-05 | 0.00011416 | 0.01696 | 0.14789 | 0.2431 | 0.14074 | 0.38152 | 0.079544 | 0
4542 | 1 | 8.5471e-05 | 3.6836e-05 | 0 | 9.3987e-05 | 0.00011416 | 0.065418 | 0.12461 | 0.1447 | 0.20015 | 0.40983 | 0.0018044 | 0
4543 | 1 | 0.00011559 | 2.9043e-06 | 0 | 0.0001821 | 0.00011416 | 0.16637 | 0.11191 | 0.1557 | 0.25785 | 0.43087 | 0.017434 | 0
4544 | 1 | 0.00013242 | 0 | 0 | 0.0001586 | 0.00011416 | 0.29785 | 0.11501 | 0.1317 | 0.25554 | 0.42496 | 0.15523 | 0.0027077
4545 | 1 | 0.00014361 | 0 | 0 | 0.00014685 | 0.00011416 | 0.41496 | 0.12432 | 0.093 | 0.24361 | 0.42564 | 0.19557 | 0
4546 | 1 | 0.00014976 | 0 | 0 | 0.00016448 | 0.00011416 | 0.48296 | 0.13266 | 0.0656 | 0.23107 | 0.4332 | 0.11419 | 0
4547 | 1 | 0.00015359 | 0 | 0 | 0.00018797 | 0.00011416 | 0.53836 | 0.15118 | 0.0493 | 0.21609 | 0.45637 | 0.033057 | 0
4548 | 1 | 0.00015554 | 0 | 0.00013449 | 0.00020677 | 0.00011416 | 0.60313 | 0.15012 | 0.0411 | 0.16788 | 0.44474 | 0.0013373 | 0
4549 | 1 | 0.00014816 | 0 | 0.00041922 | 0.00018797 | 0.00011416 | 0.63382 | 0.14255 | 0.0388 | 0.15315 | 0.42341 | 0.078782 | 0.034342
4550 | 1 | 0.00014556 | 0 | 0.00058904 | 0.00019032 | 0.00011416 | 0.61266 | 0.13615 | 0.0429 | 0.15802 | 0.41555 | 0.32501 | 0
4551 | 1 | 0.00013857 | 0 | 0.00062139 | 0.00021382 | 0.00011416 | 0.54725 | 0.12587 | 0.0518 | 0.16009 | 0.40411 | 0.41838 | 0.0012703
4552 | 1 | 0.00013482 | 0 | 0.00053669 | 0.00022322 | 0.00011416 | 0.44242 | 0.11908 | 0.0667 | 0.14195 | 0.41129 | 0.25771 | 0.0051369
4553 | 1 | 0.00013373 | 0 | 0.00031623 | 0.00022322 | 0.00011416 | 0.30674 | 0.11191 | 0.0916 | 0.21549 | 0.44289 | 0.074929 | 0
4554 | 1 | 0.00013865 | 0 | 0 | 0.00016448 | 0.00011416 | 0.16104 | 0.10881 | 0.1334 | 0.31276 | 0.45831 | 0.0017558 | 0.024269
4555 | 1 | 0.00013653 | 0 | 0 | 0.00011748 | 0.00011416 | 0.056049 | 0.11181 | 0.2032 | 0.25944 | 0.46354 | 0.015778 | 0
4556 | 1 | 0.00012622 | 0 | 0 | 8.8113e-05 | 0.00011416 | 0.013568 | 0.11957 | 0.3417 | 0.20562 | 0.44144 | 0.14442 | 0
4557 | 1 | 0.0001189 | 0 | 0 | 5.8742e-05 | 0.00011416 | 0 | 0.14149 | 0.512 | 0.29133 | 0.43136 | 0.1839 | 0
4558 | 1 | 0.00012738 | 1.5258e-05 | 0 | 3.7595e-05 | 0.00011416 | 0 | 0.15923 | 0.6129 | 0.38507 | 0.42224 | 0.10831 | 0
4559 | 1 | 0.00012601 | 3.0189e-05 | 0 | 2.3497e-05 | 0.00011416 | 0 | 0.1763 | 0.6456 | 0.15364 | 0.36989 | 0.031847 | 0
4560 | 1 | 0.00010123 | 4.3851e-05 | 0 | 9.3987e-06 | 0.00011416 | 0 | 0.18939 | 0.634 | 0.12272 | 0.33576 | 0.0013373 | 0
4561 | 1 | 8.32e-05 | 5.5571e-05 | 0 | 5.8742e-06 | 0.00011416 | 0 | 0.19977 | 0.6182 | 0.11687 | 0.32141 | 0.073557 | 0
4562 | 1 | 7.1997e-05 | 6.5572e-05 | 0 | 2.3497e-06 | 0.00011416 | 0 | 0.20423 | 0.6156 | 0.046262 | 0.31695 | 0.30527 | 0
4563 | 1 | 5.8774e-05 | 7.4245e-05 | 0 | 1.1748e-06 | 0.00011416 | 0 | 0.20326 | 0.6156 | 0.051376 | 0.3152 | 0.39249 | 0
4564 | 1 | 5.3405e-05 | 8.2733e-05 | 0 | 1.4098e-05 | 0.00011416 | 0.0043612 | 0.20442 | 0.6182 | 0.061846 | 0.31627 | 0.24223 | 0
4565 | 1 | 6.1778e-05 | 7.6065e-05 | 0 | 3.7595e-05 | 0.00011416 | 0.017929 | 0.20025 | 0.6049 | 0.10774 | 0.34313 | 0.070496 | 0
4566 | 1 | 8.3303e-05 | 4.0722e-05 | 0 | 9.3987e-05 | 0.00011416 | 0.070102 | 0.17523 | 0.4698 | 0.18663 | 0.39403 | 0.0017082 | 0
4567 | 1 | 0.00011417 | 0 | 0 | 0.0001821 | 0.00011416 | 0.18495 | 0.10842 | 0.309 | 0.26747 | 0.41613 | 0.01423 | 0
4568 | 1 | 0.00013167 | 0 | 0 | 0.0001586 | 0.00011416 | 0.34906 | 0.085919 | 0.2984 | 0.30606 | 0.43368 | 0.13412 | 0.03315
4569 | 1 | 0.00014342 | 0 | 0 | 0.00014685 | 0.00011416 | 0.48603 | 0.10367 | 0.6544 | 0.34502 | 0.44464 | 0.17269 | 0.15378
4570 | 1 | 0.00014327 | 0 | 0.00048519 | 0.00016448 | 0.00011416 | 0.58165 | 0.1091 | 0.6456 | 0.3326 | 0.44774 | 0.10263 | 0.50618
4571 | 1 | 0.00013898 | 0 | 0.0011053 | 0.00018797 | 0.00011416 | 0.63512 | 0.10677 | 0.6275 | 0.30667 | 0.4618 | 0.030666 | 0.63305
4572 | 1 | 0.00013594 | 0 | 0.0016326 | 0.00020677 | 0.00011416 | 0.65482 | 0.10764 | 0.5816 | 0.25189 | 0.42408 | 0.0013373 | 0.060372
4573 | 1 | 0.00012594 | 0 | 0.0020514 | 0.00018797 | 0.00011416 | 0.64206 | 0.10832 | 0.4756 | 0.26065 | 0.40886 | 0.06381 | 0.22295
4574 | 1 | 0.00012121 | 0 | 0.0023396 | 0.00019032 | 0.00011416 | 0.60588 | 0.10396 | 0.3238 | 0.19394 | 0.38026 | 0.26822 | 0.10508
4575 | 1 | 0.00011298 | 0 | 0.0024766 | 0.00021382 | 0.00011416 | 0.54127 | 0.10008 | 0.1862 | 0.16131 | 0.38598 | 0.34396 | 0.68493
4576 | 1 | 0.00010734 | 0 | 0.0024672 | 0.00022322 | 0.00011416 | 0.43773 | 0.10405 | 0.1076 | 0.19589 | 0.38646 | 0.21317 | 0.16484
4577 | 1 | 0.0001061 | 0 | 0.0022774 | 0.00022322 | 0.00011416 | 0.30173 | 0.10754 | 0.0555 | 0.21963 | 0.38879 | 0.062162 | 0.11254
4578 | 1 | 0.00011247 | 0 | 0.0018659 | 0.00016448 | 0.00011416 | 0.15749 | 0.10396 | 0.0332 | 0.25116 | 0.4171 | 0.0016155 | 0.04992
4579 | 1 | 0.00012466 | 0 | 0.00079291 | 0.00011748 | 0.00011416 | 0.054918 | 0.099496 | 0.1024 | 0.23996 | 0.4173 | 0.011446 | 0.031991
4580 | 1 | 0.00012423 | 0 | 0 | 8.8113e-05 | 0.00011416 | 0.013084 | 0.1347 | 0.4698 | 0.24556 | 0.4237 | 0.11501 | 0
4581 | 1 | 0.0001171 | 0 | 0 | 5.8742e-05 | 0.00011416 | 0 | 0.19279 | 0.7258 | 0.32968 | 0.41904 | 0.15168 | 0
4582 | 1 | 0.00013049 | 0 | 0 | 3.7595e-05 | 0.00011416 | 0 | 0.22896 | 0.7236 | 0.38641 | 0.40683 | 0.091868 | 0
4583 | 1 | 0.00013514 | 0 | 0 | 2.3497e-05 | 0.00011416 | 0 | 0.22062 | 0.6742 | 0.13781 | 0.36698 | 0.028393 | 0
4584 | 1 | 0.00011254 | 0 | 0 | 9.3987e-06 | 0.00011416 | 0 | 0.19889 | 0.673 | 0.052958 | 0.3407 | 0.0013373 | 0
4585 | 1 | 9.6159e-05 | 0 | 0 | 5.8742e-06 | 0.00011416 | 0 | 0.18794 | 0.6392 | 0.036888 | 0.31995 | 0.057093 | 0
4586 | 1 | 8.5984e-05 | 7.3631e-07 | 0 | 2.3497e-06 | 0.00011416 | 0 | 0.19395 | 0.643 | 0.031775 | 0.30454 | 0.24249 | 0
4587 | 1 | 7.0564e-05 | 9.9197e-06 | 0 | 1.1748e-06 | 0.00011416 | 0 | 0.19589 | 0.6209 | 0.037375 | 0.2995 | 0.31032 | 0
4588 | 1 | 6.3289e-05 | 1.6669e-05 | 0 | 1.4098e-05 | 0.00011416 | 0 | 0.19007 | 0.5926 | 0.041393 | 0.29794 | 0.19297 | 0
4589 | 1 | 6.4412e-05 | 9.6538e-06 | 0 | 3.7595e-05 | 0.00011416 | 0.016799 | 0.18832 | 0.5536 | 0.05101 | 0.30444 | 0.056361 | 0
4590 | 1 | 6.7688e-05 | 0 | 0 | 9.3987e-05 | 0.00011416 | 0.063318 | 0.19521 | 0.3797 | 0.066959 | 0.32412 | 0.0015481 | 0
4591 | 1 | 7.6746e-05 | 0 | 0 | 0.0001821 | 0.00011416 | 0.16185 | 0.17378 | 0.3969 | 0.081446 | 0.35912 | 0.0096143 | 0
4592 | 1 | 9.0252e-05 | 0 | 0 | 0.0001586 | 0.00011416 | 0.28881 | 0.17058 | 0.2958 | 0.10385 | 0.39141 | 0.10194 | 0.10352
4593 | 1 | 9.8953e-05 | 0 | 0.00048945 | 0.00014685 | 0.00011416 | 0.40107 | 0.18464 | 0.229 | 0.10604 | 0.39345 | 0.13708 | 0.3262
4594 | 1 | 9.7975e-05 | 0 | 0.0011517 | 0.00016448 | 0.00011416 | 0.48506 | 0.18755 | 0.2348 | 0.093864 | 0.38569 | 0.084313 | 0.52475
4595 | 1 | 9.6056e-05 | 0 | 0.001596 | 0.00018797 | 0.00011416 | 0.53158 | 0.21296 | 0.2828 | 0.088386 | 0.37706 | 0.026764 | 0.63281
4596 | 1 | 0.00010028 | 0 | 0.0018922 | 0.00020677 | 0.00011416 | 0.54725 | 0.24651 | 0.343 | 0.081325 | 0.37018 | 0.0013373 | 0.57422
4597 | 1 | 9.1494e-05 | 0 | 0.0020625 | 0.00018797 | 0.00011416 | 0.56098 | 0.27056 | 0.4201 | 0.06428 | 0.36368 | 0.046976 | 0.87875
4598 | 1 | 8.596e-05 | 0 | 0.0021148 | 0.00019032 | 0.00011416 | 0.54224 | 0.27783 | 0.4669 | 0.058193 | 0.36281 | 0.20336 | 0.25007
4599 | 1 | 8.1025e-05 | 0 | 0.0020374 | 0.00021382 | 0.00011416 | 0.49443 | 0.28103 | 0.4654 | 0.081812 | 0.37328 | 0.25925 | 0.40348
4600 | 1 | 7.8647e-05 | 0 | 0.0018373 | 0.00022322 | 0.00011416 | 0.40575 | 0.279 | 0.4303 | 0.16496 | 0.36824 | 0.1622 | 0.59872
4601 | 1 | 8.2369e-05 | 0 | 0.0015084 | 0.00022322 | 0.00011416 | 0.28428 | 0.25747 | 0.3868 | 0.20051 | 0.38239 | 0.047516 | 0.12052
4602 | 1 | 9.1851e-05 | 0 | 0.0010168 | 0.00016448 | 0.00011416 | 0.1528 | 0.23332 | 0.3683 | 0.14268 | 0.39102 | 0.0014402 | 0.20648
4603 | 1 | 0.00010257 | 0 | 0.00022727 | 0.00011748 | 0.00011416 | 0.054918 | 0.20723 | 0.3883 | 0.1646 | 0.39761 | 0.0070149 | 0.14388
4604 | 1 | 9.8033e-05 | 0 | 0 | 8.8113e-05 | 0.00011416 | 0.012599 | 0.19075 | 0.4566 | 0.16241 | 0.40081 | 0.082421 | 0
4605 | 1 | 9.412e-05 | 0 | 0 | 5.8742e-05 | 0.00011416 | 0 | 0.18968 | 0.5193 | 0.25177 | 0.40489 | 0.11489 | 0
4606 | 1 | 0.00010987 | 0 | 0 | 3.7595e-05 | 0.00011416 | 0 | 0.18852 | 0.5222 | 0.17154 | 0.39984 | 0.072661 | 0
4607 | 1 | 0.00011538 | 0 | 0 | 2.3497e-05 | 0.00011416 | 0 | 0.17242 | 0.5077 | 0.1064 | 0.36 | 0.02419 | 0
4608 | 1 | 9.7873e-05 | 1.0227e-07 | 0 | 9.3987e-06 | 0.00011416 | 0 | 0.1538 | 0.5135 | 0.085099 | 0.32829 | 0.0013373 | 0
4609 | 1 | 8.08e-05 | 1.2415e-05 | 0 | 5.8742e-06 | 0.00011416 | 0 | 0.14081 | 0.5135 | 0.069394 | 0.32005 | 0.039802 | 0
4610 | 1 | 6.9216e-05 | 2.2089e-05 | 0 | 2.3497e-06 | 0.00011416 | 0 | 0.12965 | 0.4114 | 0.056245 | 0.31695 | 0.17527 | 0
4611 | 1 | 5.4867e-05 | 2.8184e-05 | 0 | 1.1748e-06 | 0.00011416 | 0 | 0.1186 | 0.3683 | 0.023983 | 0.31443 | 0.22268 | 0
4612 | 1 | 4.6839e-05 | 3.5916e-05 | 0 | 1.4098e-05 | 0.00011416 | 0 | 0.10881 | 0.2984 | 0.023375 | 0.30095 | 0.14009 | 0
4613 | 1 | 4.5413e-05 | 3.2009e-05 | 0 | 3.7595e-05 | 0.00011416 | 0.016799 | 0.10337 | 0.2043 | 0.024105 | 0.30037 | 0.041147 | 0
4614 | 1 | 5.1017e-05 | 0 | 0 | 9.3987e-05 | 0.00011416 | 0.062833 | 0.095326 | 0.1456 | 0.041393 | 0.31307 | 0.0013575 | 0
4615 | 1 | 5.5363e-05 | 0 | 0 | 0.0001821 | 0.00011416 | 0.15878 | 0.084465 | 0.0923 | 0.054419 | 0.32558 | 0.0053101 | 0
4616 | 1 | 6.5958e-05 | 0 | 0 | 0.0001586 | 0.00011416 | 0.27863 | 0.091156 | 0.1385 | 0.062333 | 0.33198 | 0.068734 | 0.095294
4617 | 1 | 7.8399e-05 | 0 | 0 | 0.00014685 | 0.00011416 | 0.39089 | 0.10483 | 0.1967 | 0.081203 | 0.33382 | 0.098975 | 0.31381
4618 | 1 | 8.5626e-05 | 0 | 0.00014215 | 0.00016448 | 0.00011416 | 0.47504 | 0.12558 | 0.2589 | 0.10519 | 0.32732 | 0.064153 | 0.52453
4619 | 1 | 8.5731e-05 | 0 | 0.0005618 | 0.00018797 | 0.00011416 | 0.51785 | 0.15584 | 0.2984 | 0.1254 | 0.30968 | 0.022253 | 0.63265
4620 | 1 | 9.1757e-05 | 0 | 0.00079588 | 0.00020677 | 0.00011416 | 0.53626 | 0.17475 | 0.3157 | 0.056124 | 0.29048 | 0.0013373 | 0.78238
4621 | 1 | 8.3734e-05 | 0 | 0.00087207 | 0.00018797 | 0.00011416 | 0.54773 | 0.17979 | 0.3252 | 0.029218 | 0.2865 | 0.031913 | 0.64811
4622 | 1 | 7.7734e-05 | 0 | 0.00087079 | 0.00019032 | 0.00011416 | 0.52431 | 0.18483 | 0.3797 | 0.024714 | 0.28098 | 0.14396 | 0.1649
4623 | 1 | 7.2367e-05 | 0 | 0.00082142 | 0.00021382 | 0.00011416 | 0.46083 | 0.19734 | 0.4493 | 0.047115 | 0.28922 | 0.18203 | 0.62986
4624 | 1 | 6.9386e-05 | 0 | 0.00076567 | 0.00022322 | 0.00011416 | 0.36747 | 0.19492 | 0.4932 | 0.048941 | 0.29911 | 0.1154 | 0.75768
4625 | 1 | 7.3682e-05 | 0 | 0.00050477 | 0.00022322 | 0.00011416 | 0.24487 | 0.18842 | 0.4727 | 0.11432 | 0.30812 | 0.03402 | 0.5553
4626 | 1 | 8.517e-05 | 0 | 0.00010172 | 0.00016448 | 0.00011416 | 0.12647 | 0.17843 | 0.4464 | 0.13489 | 0.32393 | 0.0012587 | 0.27592
4627 | 1 | 9.1986e-05 | 0 | 0 | 0.00011748 | 0.00011416 | 0.04555 | 0.15758 | 0.3983 | 0.13282 | 0.32626 | 0.0035994 | 0.12759
4628 | 1 | 9.2174e-05 | 0 | 0 | 8.8113e-05 | 0.00011416 | 0.010984 | 0.13334 | 0.3854 | 0.15961 | 0.34235 | 0.053873 | 0
4629 | 1 | 9.2988e-05 | 0 | 0 | 5.8742e-05 | 0.00011416 | 0 | 0.12093 | 0.4245 | 0.23241 | 0.34555 | 0.081237 | 0
4630 | 1 | 0.00010842 | 0 | 0 | 3.7595e-05 | 0.00011416 | 0 | 0.11152 | 0.4288 | 0.17604 | 0.35117 | 0.054488 | 0
4631 | 1 | 0.00011387 | 0 | 0 | 2.3497e-05 | 0.00011416 | 0 | 0.11676 | 0.4085 | 0.10093 | 0.32635 | 0.019982 | 0
4632 | 1 | 9.4968e-05 | 0 | 0 | 9.3987e-06 | 0.00011416 | 0 | 0.12403 | 0.3926 | 0.073898 | 0.30648 | 0.0013373 | 0
4633 | 1 | 8.1314e-05 | 0 | 0 | 5.8742e-06 | 0.00011416 | 0 | 0.12917 | 0.3811 | 0.052228 | 0.29727 | 0.025142 | 0
4634 | 1 | 7.4135e-05 | 0 | 0 | 2.3497e-06 | 0.00011416 | 0 | 0.13218 | 0.3655 | 0.043949 | 0.29678 | 0.11662 | 0
4635 | 1 | 6.2622e-05 | 4.4383e-06 | 0 | 1.1748e-06 | 0.00011416 | 0 | 0.13324 | 0.3514 | 0.052715 | 0.29455 | 0.14666 | 0
4636 | 1 | 5.7819e-05 | 1.1883e-05 | 0 | 1.4098e-05 | 0.00011416 | 0 | 0.13935 | 0.3472 | 0.071707 | 0.29445 | 0.0938 | 0
4637 | 1 | 6.3249e-05 | 1.1024e-05 | 0 | 3.7595e-05 | 0.00011416 | 0.015183 | 0.13974 | 0.3626 | 0.11517 | 0.31656 | 0.027767 | 0
4638 | 1 | 7.3369e-05 | 0 | 0 | 9.3987e-05 | 0.00011416 | 0.057664 | 0.14498 | 0.3306 | 0.18176 | 0.33537 | 0.0011648 | 0
4639 | 1 | 8.7635e-05 | 0 | 0 | 0.0001821 | 0.00011416 | 0.15006 | 0.14226 | 0.3334 | 0.2458 | 0.3663 | 0.0023023 | 0
4640 | 1 | 0.00010335 | 0 | 0 | 0.0001586 | 0.00011416 | 0.26635 | 0.14692 | 0.3782 | 0.28658 | 0.39451 | 0.041324 | 0.094402
4641 | 1 | 0.00011607 | 0 | 0 | 0.00014685 | 0.00011416 | 0.37151 | 0.16107 | 0.4201 | 0.26114 | 0.41613 | 0.065756 | 0.29576
4642 | 1 | 0.0001194 | 0 | 0.00030473 | 0.00016448 | 0.00011416 | 0.44306 | 0.18668 | 0.4434 | 0.2878 | 0.43417 | 0.045845 | 0.50455
4643 | 1 | 0.00011765 | 0 | 0.00080567 | 0.00018797 | 0.00011416 | 0.47876 | 0.20704 | 0.4537 | 0.29766 | 0.43465 | 0.017871 | 0.6078
4644 | 1 | 0.00011872 | 0 | 0.0011972 | 0.00020677 | 0.00011416 | 0.48425 | 0.22527 | 0.4683 | 0.31532 | 0.42719 | 0.0013373 | 0.85985
4645 | 1 | 0.00010982 | 0 | 0.0014551 | 0.00018797 | 0.00011416 | 0.50299 | 0.24447 | 0.4873 | 0.159 | 0.39732 | 0.019404 | 0.62051
4646 | 1 | 0.00010573 | 0 | 0.001599 | 0.00019032 | 0.00011416 | 0.51429 | 0.26309 | 0.512 | 0.1299 | 0.38986 | 0.092983 | 0.14157
4647 | 1 | 0.00010117 | 0 | 0.001616 | 0.00021382 | 0.00011416 | 0.47973 | 0.27036 | 0.5351 | 0.13197 | 0.38869 | 0.11619 | 0.26569
4648 | 1 | 9.8606e-05 | 0 | 0.0015215 | 0.00022322 | 0.00011416 | 0.39089 | 0.26639 | 0.5465 | 0.18602 | 0.38608 | 0.075076 | 0.7308
4649 | 1 | 9.9834e-05 | 0 | 0.0012943 | 0.00022322 | 0.00011416 | 0.27136 | 0.25659 | 0.5322 | 0.22194 | 0.38714 | 0.022332 | 0.59807
4650 | 1 | 0.00010764 | 0 | 0.00090101 | 0.00016448 | 0.00011416 | 0.14327 | 0.23284 | 0.5062 | 0.26321 | 0.39422 | 0.0010757 | 0.33731
4651 | 1 | 0.00011608 | 0 | 0.00023962 | 0.00011748 | 0.00011416 | 0.049427 | 0.20025 | 0.4742 | 0.20429 | 0.39509 | 0.0013616 | 0.1733
4652 | 1 | 0.00010901 | 0 | 0 | 8.8113e-05 | 0.00011416 | 0.011791 | 0.18377 | 0.4201 | 0.11614 | 0.39645 | 0.030893 | 0
4653 | 1 | 0.00010311 | 0 | 0 | 5.8742e-05 | 0.00011416 | 0 | 0.19434 | 0.384 | 0.26637 | 0.39868 | 0.052378 | 0
4654 | 1 | 0.00011581 | 0 | 0 | 3.7595e-05 | 0.00011416 | 0 | 0.22663 | 0.4172 | 0.27684 | 0.40867 | 0.038168 | 0
4655 | 1 | 0.00012024 | 0 | 0 | 2.3497e-05 | 0.00011416 | 0 | 0.23332 | 0.3768 | 0.11346 | 0.38501 | 0.015913 | 0
4656 | 1 | 0.00010348 | 0 | 0 | 9.3987e-06 | 0.00011416 | 0 | 0.22896 | 0.3782 | 0.057463 | 0.344 | 0.0013373 | 0
4657 | 1 | 8.9341e-05 | 0 | 0 | 5.8742e-06 | 0.00011416 | 0 | 0.22246 | 0.4245 | 0.033114 | 0.31297 | 0.014612 | 0
4658 | 1 | 8.1386e-05 | 0 | 0 | 2.3497e-06 | 0.00011416 | 0 | 0.20248 | 0.4361 | 0.024714 | 0.29116 | 0.072776 | 0
4659 | 1 | 6.7931e-05 | 4.1111e-06 | 0 | 1.1748e-06 | 0.00011416 | 0 | 0.18493 | 0.4698 | 0.023253 | 0.29029 | 0.090263 | 0
4660 | 1 | 5.9624e-05 | 1.0901e-05 | 0 | 1.4098e-05 | 0.00011416 | 0 | 0.17087 | 0.4595 | 0.022157 | 0.29009 | 0.059026 | 0
4661 | 1 | 5.8956e-05 | 7.1381e-06 | 0 | 3.7595e-05 | 0.00011416 | 0.016152 | 0.17048 | 0.3955 | 0.026418 | 0.29348 | 0.017657 | 0
4662 | 1 | 5.8476e-05 | 0 | 0 | 9.3987e-05 | 0.00011416 | 0.064771 | 0.15933 | 0.2688 | 0.055758 | 0.29213 | 0.00099127 | 0
4663 | 1 | 6.3631e-05 | 0 | 0 | 0.0001821 | 0.00011416 | 0.17105 | 0.14401 | 0.2302 | 0.083516 | 0.2994 | 0.00071998 | 0
4664 | 1 | 7.4954e-05 | 0 | 0 | 0.0001586 | 0.00011416 | 0.29801 | 0.15991 | 0.2626 | 0.1254 | 0.31346 | 0.022384 | 0.093522
4665 | 1 | 8.6706e-05 | 0 | 0.00012513 | 0.00014685 | 0.00011416 | 0.39477 | 0.17106 | 0.2828 | 0.15997 | 0.33362 | 0.04095 | 0.29472
4666 | 1 | 8.8638e-05 | 0 | 0.00070736 | 0.00016448 | 0.00011416 | 0.46228 | 0.1892 | 0.2828 | 0.15827 | 0.36601 | 0.0314 | 0.52246
4667 | 1 | 8.8873e-05 | 0 | 0.0011879 | 0.00018797 | 0.00011416 | 0.5017 | 0.19928 | 0.2764 | 0.18493 | 0.3695 | 0.014105 | 0.6077
4668 | 1 | 9.26e-05 | 0 | 0.0015794 | 0.00020677 | 0.00011416 | 0.53675 | 0.20316 | 0.2663 | 0.17665 | 0.36067 | 0.0013373 | 0.85892
4669 | 1 | 8.2634e-05 | 0 | 0.0018612 | 0.00018797 | 0.00011416 | 0.54741 | 0.20016 | 0.2552 | 0.15315 | 0.34914 | 0.010683 | 0.96624
4670 | 1 | 7.5235e-05 | 0 | 0.0020272 | 0.00019032 | 0.00011416 | 0.53319 | 0.19763 | 0.2455 | 0.12247 | 0.32916 | 0.055732 | 0.33836
4671 | 1 | 6.893e-05 | 0 | 0.0020493 | 0.00021382 | 0.00011416 | 0.487 | 0.19453 | 0.2348 | 0.093742 | 0.32092 | 0.068513 | 0.93679
4672 | 1 | 6.6892e-05 | 0 | 0.0019506 | 0.00022322 | 0.00011416 | 0.39994 | 0.18251 | 0.2419 | 0.085707 | 0.31966 | 0.045444 | 0.78699
4673 | 1 | 7.0564e-05 | 0 | 0.001719 | 0.00022322 | 0.00011416 | 0.27863 | 0.16874 | 0.2651 | 0.13757 | 0.3248 | 0.013684 | 0.59848
4674 | 1 | 8.1656e-05 | 0 | 0.0013185 | 0.00016448 | 0.00011416 | 0.1457 | 0.14905 | 0.2828 | 0.21914 | 0.33905 | 0.00091137 | 0.33743
4675 | 1 | 9.6067e-05 | 0 | 0.00060521 | 0.00011748 | 0.00011416 | 0.049911 | 0.13169 | 0.2893 | 0.26564 | 0.33964 | 0.00032027 | 0.15808
4676 | 1 | 0.00010059 | 0 | 0 | 8.8113e-05 | 0.00011416 | 0.011307 | 0.11773 | 0.317 | 0.25931 | 0.34671 | 0.015602 | 0
4677 | 1 | 9.9608e-05 | 0 | 0 | 5.8742e-05 | 0.00011416 | 0 | 0.12044 | 0.343 | 0.33613 | 0.36116 | 0.031318 | 0
4678 | 1 | 0.00011395 | 0 | 0 | 3.7595e-05 | 0.00011416 | 0 | 0.11045 | 0.3024 | 0.26297 | 0.34322 | 0.025484 | 0
4679 | 1 | 0.00011823 | 0 | 0 | 2.3497e-05 | 0.00011416 | 0 | 0.098526 | 0.2516 | 0.09983 | 0.32752 | 0.012438 | 0
4680 | 1 | 0.00010207 | 0 | 0 | 9.3987e-06 | 0.00011416 | 0 | 0.089507 | 0.2076 | 0.053202 | 0.31026 | 0.0013373 | 0
4681 | 1 | 8.8329e-05 | 0 | 0 | 5.8742e-06 | 0.00011416 | 0 | 0.078937 | 0.175 | 0.033723 | 0.29969 | 0.0081022 | 0
4682 | 1 | 8.0389e-05 | 0 | 0 | 2.3497e-06 | 0.00011416 | 0 | 0.070306 | 0.1483 | 0.030071 | 0.29232 | 0.044193 | 0
4683 | 1 | 6.9933e-05 | 0 | 0 | 1.1748e-06 | 0.00011416 | 0 | 0.069531 | 0.125 | 0.032992 | 0.27691 | 0.053873 | 0
4684 | 1 | 6.8657e-05 | 0 | 0 | 1.4098e-05 | 0.00011416 | 0 | 0.072925 | 0.113 | 0.04748 | 0.27884 | 0.036217 | 0
4685 | 1 | 7.8115e-05 | 0 | 0 | 3.7595e-05 | 0.00011416 | 0.014537 | 0.072343 | 0.1031 | 0.11687 | 0.30231 | 0.010974 | 0
4686 | 1 | 9.0647e-05 | 0 | 0 | 9.3987e-05 | 0.00011416 | 0.030044 | 0.07147 | 0.0697 | 0.21122 | 0.32936 | 0.00085063 | 0
4687 | 1 | 0.00010941 | 0 | 0 | 0.0001821 | 0.00011416 | 0.076078 | 0.068852 | 0.0392 | 0.26272 | 0.33634 | 0.00013621 | 0
4688 | 1 | 0.00012497 | 0 | 6.0436e-05 | 0.0001586 | 0.00011416 | 0.25101 | 0.061676 | 0.0332 | 0.2262 | 0.34681 | 0.011287 | 0.093054
4689 | 1 | 0.00013244 | 0 | 0.00079461 | 0.00014685 | 0.00011416 | 0.40769 | 0.058088 | 0.0392 | 0.23496 | 0.36358 | 0.024803 | 0.28874
4690 | 1 | 0.0001331 | 0 | 0.0014224 | 0.00016448 | 0.00011416 | 0.49152 | 0.051881 | 0.0483 | 0.28439 | 0.38346 | 0.021325 | 0.48442
4691 | 1 | 0.00013239 | 0 | 0.0019735 | 0.00018797 | 0.00011416 | 0.54111 | 0.049651 | 0.0627 | 0.26491 | 0.36921 | 0.011204 | 0
4692 | 1 | 0.00013101 | 0 | 0.0024213 | 0.00020677 | 0.00011416 | 0.57115 | 0.048584 | 0.0777 | 0.2195 | 0.3534 | 0.0013373 | 0.75222
4693 | 1 | 0.00012412 | 0 | 0.0027477 | 0.00018797 | 0.00011416 | 0.57051 | 0.048972 | 0.0903 | 0.21658 | 0.35883 | 0.0064666 | 0
4694 | 1 | 0.00012271 | 0 | 0.0029226 | 0.00019032 | 0.00011416 | 0.53239 | 0.047905 | 0.0916 | 0.1943 | 0.36038 | 0.036671 | 0.34769
4695 | 1 | 0.0001162 | 0 | 0.0029575 | 0.00021382 | 0.00011416 | 0.47101 | 0.04742 | 0.0862 | 0.20709 | 0.36969 | 0.044379 | 0.60397
4696 | 1 | 0.00011218 | 0 | 0.0028818 | 0.00022322 | 0.00011416 | 0.3854 | 0.047614 | 0.0862 | 0.23448 | 0.36911 | 0.030183 | 0.73156
4697 | 1 | 0.00011072 | 0 | 0.0026724 | 0.00022322 | 0.00011416 | 0.26409 | 0.045966 | 0.1031 | 0.42963 | 0.36989 | 0.0091946 | 0.38504
4698 | 1 | 0.00011653 | 0 | 0.0022889 | 0.00016448 | 0.00011416 | 0.13665 | 0.044026 | 0.1291 | 0.40541 | 0.38297 | 0.00080689 | 0.35746
4699 | 1 | 0.00012622 | 0 | 0.0014356 | 0.00011748 | 0.00011416 | 0.046681 | 0.04422 | 0.1701 | 0.35342 | 0.38201 | 5.8079e-05 | 0.029985
4700 | 1 | 0.00012889 | 0 | 0.00035198 | 8.8113e-05 | 0.00011416 | 0.011307 | 0.048584 | 0.2443 | 0.19905 | 0.37134 | 0.0086334 | 0
4701 | 1 | 0.00012692 | 0 | 0 | 5.8742e-05 | 0.00011416 | 0 | 0.065652 | 0.2997 | 0.29097 | 0.37444 | 0.020559 | 0
4702 | 1 | 0.00014015 | 0 | 0 | 3.7595e-05 | 0.00011416 | 0 | 0.091156 | 0.3389 | 0.30253 | 0.37822 | 0.018522 | 0
4703 | 1 | 0.00014153 | 0 | 0 | 2.3497e-05 | 0.00011416 | 0 | 0.10047 | 0.3854 | 0.11858 | 0.33983 | 0.010334 | 0
4704 | 1 | 0.0001188 | 0 | 0 | 9.3987e-06 | 0.00011416 | 0 | 0.098429 | 0.4522 | 0.073533 | 0.32247 | 0.0013373 | 0
4705 | 1 | 0.00010296 | 0 | 0 | 5.8742e-06 | 0.00011416 | 0 | 0.097556 | 0.5337 | 0.063428 | 0.31016 | 0.0059748 | 0
4706 | 1 | 9.5277e-05 | 0 | 0 | 2.3497e-06 | 0.00011416 | 0 | 0.10493 | 0.583 | 0.060872 | 0.30619 | 0.034368 | 0
4707 | 1 | 8.4475e-05 | 0 | 0 | 1.1748e-06 | 0.00011416 | 0 | 0.12035 | 0.5663 | 0.072681 | 0.29368 | 0.041482 | 0
4708 | 1 | 8.1454e-05 | 0 | 0 | 1.4098e-05 | 0.00011416 | 0 | 0.12694 | 0.5294 | 0.057706 | 0.29184 | 0.028332 | 0
4709 | 1 | 8.7645e-05 | 0 | 0 | 3.7595e-05 | 0.00011416 | 0.015829 | 0.12432 | 0.5091 | 0.14207 | 0.31801 | 0.0086474 | 0
4710 | 1 | 9.8722e-05 | 0 | 0 | 9.3987e-05 | 0.00011416 | 0.060572 | 0.11191 | 0.3697 | 0.24324 | 0.34943 | 0.00079265 | 0
4711 | 1 | 0.00011695 | 0 | 0 | 0.0001821 | 0.00011416 | 0.16056 | 0.080295 | 0.2384 | 0.27879 | 0.38462 | 4.1009e-05 | 0
4712 | 1 | 0.00012302 | 0 | 0.00089505 | 0.0001586 | 0.00011416 | 0.29026 | 0.059348 | 0.2577 | 0.31118 | 0.40169 | 0.0078515 | 0.017216
4713 | 1 | 0.0001242 | 0 | 0.0018867 | 0.00014685 | 0.00011416 | 0.42142 | 0.054015 | 0.2651 | 0.39226 | 0.39635 | 0.019261 | 0.047602
4714 | 1 | 0.00012145 | 0 | 0.0027264 | 0.00016448 | 0.00011416 | 0.51785 | 0.056633 | 0.2267 | 0.39847 | 0.4014 | 0.017646 | 0.48344
4715 | 1 | 0.00011991 | 0 | 0.0033589 | 0.00018797 | 0.00011416 | 0.57293 | 0.068852 | 0.2589 | 0.32542 | 0.3948 | 0.010054 | 0.5828
4716 | 1 | 0.00011856 | 0 | 0.0037964 | 0.00020677 | 0.00011416 | 0.58181 | 0.081071 | 0.3926 | 0.25323 | 0.38268 | 0.0013373 | 0.82795
4717 | 1 | 0.00011184 | 0 | 0.0040726 | 0.00018797 | 0.00011416 | 0.56356 | 0.093968 | 0.5451 | 0.2497 | 0.37134 | 0.0059748 | 0.93123
4718 | 1 | 0.00011016 | 0 | 0.0042058 | 0.00019032 | 0.00011416 | 0.53255 | 0.10279 | 0.5494 | 0.1915 | 0.36746 | 0.034368 | 0.33834
4719 | 1 | 0.00010398 | 0 | 0.004188 | 0.00021382 | 0.00011416 | 0.45615 | 0.11908 | 0.6456 | 0.19041 | 0.35718 | 0.041482 | 0.80695
4720 | 1 | 0.00010071 | 0 | 0.0040135 | 0.00022322 | 0.00011416 | 0.34938 | 0.12898 | 0.728 | 0.22206 | 0.36533 | 0.028332 | 0.70333
4721 | 1 | 0.00010153 | 0 | 0.0036972 | 0.00022322 | 0.00011416 | 0.23502 | 0.13896 | 0.7608 | 0.39701 | 0.38918 | 0.0086474 | 0.52539
4722 | 1 | 0.00010887 | 0 | 0.0031005 | 0.00016448 | 0.00011416 | 0.11775 | 0.14779 | 0.7258 | 0.34879 | 0.41691 | 0.00079265 | 0.31164
4723 | 1 | 0.00011918 | 0 | 0.0020791 | 0.00011748 | 0.00011416 | 0.041673 | 0.1636 | 0.6909 | 0.26065 | 0.40576 | 4.1009e-05 | 0.088541
4724 | 1 | 0.00011852 | 0 | 0.0012168 | 8.8113e-05 | 0.00011416 | 0.010499 | 0.20112 | 0.6209 | 0.17823 | 0.38094 | 0.0078515 | 0
4725 | 1 | 0.00011786 | 0 | 0.00073247 | 5.8742e-05 | 0.00011416 | 0 | 0.24845 | 0.5536 | 0.28257 | 0.38646 | 0.019261 | 0
4726 | 1 | 0.00013446 | 0 | 0.00029963 | 3.7595e-05 | 0.00011416 | 0 | 0.28452 | 0.5322 | 0.21171 | 0.38133 | 0.017646 | 0
4727 | 1 | 0.00013978 | 0 | 0 | 2.3497e-05 | 0.00011416 | 0 | 0.28239 | 0.4961 | 0.090699 | 0.36145 | 0.010054 | 0
4728 | 1 | 0.00011998 | 0 | 0 | 9.3987e-06 | 0.00011416 | 0 | 0.26658 | 0.512 | 0.080229 | 0.32781 | 0.0013373 | 0
4729 | 1 | 0.00010466 | 0 | 0 | 5.8742e-06 | 0.00011416 | 0 | 0.27153 | 0.5565 | 0.082299 | 0.32364 | 0.0069846 | 0
4730 | 1 | 9.6886e-05 | 0 | 0 | 2.3497e-06 | 0.00011416 | 0 | 0.27056 | 0.583 | 0.10494 | 0.32354 | 0.039075 | 0
4731 | 1 | 8.5539e-05 | 0 | 0 | 1.1748e-06 | 0.00011416 | 0 | 0.2501 | 0.5885 | 0.062941 | 0.32044 | 0.047408 | 0
4732 | 1 | 8.3029e-05 | 0 | 0 | 1.4098e-05 | 0.00011416 | 0 | 0.21393 | 0.5621 | 0.053567 | 0.31336 | 0.032113 | 0
4733 | 1 | 9.03e-05 | 0 | 0 | 3.7595e-05 | 0.00011416 | 0.01486 | 0.17329 | 0.5222 | 0.08449 | 0.31918 | 0.0097645 | 0
4734 | 1 | 0.00010168 | 0 | 0 | 9.3987e-05 | 0.00011416 | 0.055888 | 0.15923 | 0.4742 | 0.17945 | 0.3375 | 0.0008213 | 0
4735 | 1 | 0.0001192 | 0 | 0 | 0.0001821 | 0.00011416 | 0.14392 | 0.13198 | 0.5106 | 0.30144 | 0.36504 | 7.933e-05 | 0
4736 | 1 | 0.00013088 | 0 | 0.00043497 | 0.0001586 | 0.00011416 | 0.24972 | 0.1058 | 0.5465 | 0.36742 | 0.39131 | 0.0094656 | 0.096753
4737 | 1 | 0.00013618 | 0 | 0.0010951 | 0.00014685 | 0.00011416 | 0.35584 | 0.098817 | 0.5033 | 0.3774 | 0.39315 | 0.021915 | 0.28682
4738 | 1 | 0.00013434 | 0 | 0.0017029 | 0.00016448 | 0.00011416 | 0.45437 | 0.10464 | 0.4961 | 0.3438 | 0.39771 | 0.019427 | 0.50155
4739 | 1 | 0.00013201 | 0 | 0.0022421 | 0.00018797 | 0.00011416 | 0.52415 | 0.11133 | 0.5394 | 0.23752 | 0.40314 | 0.010619 | 0.60666
4740 | 1 | 0.00012908 | 0 | 0.002683 | 0.00020677 | 0.00011416 | 0.56421 | 0.11065 | 0.6008 | 0.25189 | 0.38705 | 0.0013373 | 0.82716
4741 | 1 | 0.0001207 | 0 | 0.0030129 | 0.00018797 | 0.00011416 | 0.56211 | 0.12471 | 0.6481 | 0.23606 | 0.37464 | 0.0087032 | 0.91375
4742 | 1 | 0.00011769 | 0 | 0.003195 | 0.00019032 | 0.00011416 | 0.53061 | 0.14847 | 0.6766 | 0.16959 | 0.36959 | 0.046912 | 0.339
4743 | 1 | 0.00011063 | 0 | 0.0032116 | 0.00021382 | 0.00011416 | 0.4681 | 0.17426 | 0.6885 | 0.13952 | 0.36804 | 0.057314 | 0.93875
4744 | 1 | 0.00010637 | 0 | 0.0030869 | 0.00022322 | 0.00011416 | 0.37296 | 0.18774 | 0.6814 | 0.19284 | 0.36358 | 0.038394 | 0.45263
4745 | 1 | 0.00010598 | 0 | 0.0027886 | 0.00022322 | 0.00011416 | 0.2523 | 0.17475 | 0.6404 | 0.21366 | 0.363 | 0.011614 | 0.54533
4746 | 1 | 0.00011286 | 0 | 0.0022783 | 0.00016448 | 0.00011416 | 0.12615 | 0.154 | 0.555 | 0.23789 | 0.37493 | 0.00086555 | 0.21663
4747 | 1 | 0.00011918 | 0 | 0.0014156 | 0.00011748 | 0.00011416 | 0.04135 | 0.13741 | 0.4464 | 0.22316 | 0.36833 | 0.00017275 | 0.066133
4748 | 1 | 0.00012022 | 0 | 0.00047072 | 8.8113e-05 | 0.00011416 | 0.010499 | 0.12985 | 0.357 | 0.26382 | 0.363 | 0.012279 | 0
4749 | 1 | 0.00012057 | 0 | 0 | 5.8742e-05 | 0.00011416 | 0 | 0.12481 | 0.3403 | 0.30886 | 0.35815 | 0.026338 | 0
4750 | 1 | 0.00013428 | 0 | 0 | 3.7595e-05 | 0.00011416 | 0 | 0.11753 | 0.3157 | 0.21841 | 0.3407 | 0.022319 | 0
4751 | 1 | 0.0001359 | 0 | 0 | 2.3497e-05 | 0.00011416 | 0 | 0.11831 | 0.3037 | 0.19114 | 0.35379 | 0.011505 | 0
4752 | 1 | 0.00011465 | 0 | 0 | 9.3987e-06 | 0.00011416 | 0 | 0.11317 | 0.3361 | 0.10555 | 0.33857 | 0.0013373 | 0
4753 | 1 | 9.9045e-05 | 0 | 0 | 5.8742e-06 | 0.00011416 | 0 | 0.090477 | 0.3265 | 0.097151 | 0.33004 | 0.012157 | 0
4754 | 1 | 8.9697e-05 | 0 | 0 | 2.3497e-06 | 0.00011416 | 0 | 0.071761 | 0.201 | 0.085586 | 0.31957 | 0.062188 | 0
4755 | 1 | 7.6896e-05 | 0 | 0 | 1.1748e-06 | 0.00011416 | 0 | 0.062936 | 0.1225 | 0.064524 | 0.31065 | 0.076735 | 0
4756 | 1 | 7.1552e-05 | 0 | 0 | 1.4098e-05 | 0.00011416 | 0 | 0.053724 | 0.1557 | 0.067568 | 0.30173 | 0.050594 | 0
4757 | 1 | 7.1475e-05 | 0 | 0 | 3.7595e-05 | 0.00011416 | 0.013245 | 0.049166 | 0.2407 | 0.065133 | 0.29727 | 0.015193 | 0
4758 | 1 | 7.1181e-05 | 0 | 0 | 9.3987e-05 | 0.00011416 | 0.052496 | 0.04519 | 0.2372 | 0.064889 | 0.30279 | 0.00094279 | 0
4759 | 1 | 7.838e-05 | 0 | 0 | 0.0001821 | 0.00011416 | 0.13907 | 0.046257 | 0.2131 | 0.075481 | 0.31132 | 0.00045479 | 0
4760 | 1 | 9.2179e-05 | 0 | 0 | 0.0001586 | 0.00011416 | 0.24665 | 0.04616 | 0.2109 | 0.11602 | 0.31927 | 0.01812 | 0.011856
4761 | 1 | 9.8822e-05 | 0 | 0.00053158 | 0.00014685 | 0.00011416 | 0.33597 | 0.047227 | 0.1894 | 0.16728 | 0.32577 | 0.034965 | 0.03208
4762 | 1 | 9.8151e-05 | 0 | 0.0011504 | 0.00016448 | 0.00011416 | 0.41366 | 0.05033 | 0.1614 | 0.15766 | 0.33818 | 0.027752 | 0.018174
4763 | 1 | 9.6331e-05 | 0 | 0.0016888 | 0.00018797 | 0.00011416 | 0.47117 | 0.054403 | 0.1308 | 0.17154 | 0.34371 | 0.013088 | 0.010385
4764 | 1 | 9.9531e-05 | 0 | 0.0021306 | 0.00020677 | 0.00011416 | 0.5088 | 0.051881 | 0.0952 | 0.11846 | 0.34051 | 0.0013373 | 0
4765 | 1 | 8.9801e-05 | 0 | 0.0024404 | 0.00018797 | 0.00011416 | 0.52592 | 0.050233 | 0.055 | 0.074263 | 0.33062 | 0.016421 | 0
4766 | 1 | 8.4172e-05 | 0 | 0.0025966 | 0.00019032 | 0.00011416 | 0.49427 | 0.049845 | 0.0236 | 0.053445 | 0.33265 | 0.080465 | 0
4767 | 1 | 7.8631e-05 | 0 | 0.0025911 | 0.00021382 | 0.00011416 | 0.44129 | 0.044414 | 0.0135 | 0.070489 | 0.33566 | 0.10011 | 0.11745
4768 | 1 | 7.6387e-05 | 0 | 0.0024596 | 0.00022322 | 0.00011416 | 0.3539 | 0.047227 | 0.0068 | 0.093255 | 0.33295 | 0.065138 | 0.20723
4769 | 1 | 7.8493e-05 | 0 | 0.0022149 | 0.00022322 | 0.00011416 | 0.2326 | 0.05033 | 0.0137 | 0.13489 | 0.33072 | 0.019439 | 0.13482
4770 | 1 | 8.7024e-05 | 0 | 0.001785 | 0.00016448 | 0.00011416 | 0.11565 | 0.060803 | 0.065 | 0.13879 | 0.3439 | 0.0010245 | 0.15726
4771 | 1 | 9.5655e-05 | 0 | 0.0010329 | 0.00011748 | 0.00011416 | 0.036666 | 0.068852 | 0.2256 | 0.16776 | 0.34293 | 0.00094438 | 0.040203
4772 | 1 | 9.8058e-05 | 0 | 0.00020259 | 8.8113e-05 | 0.00011416 | 0.0093684 | 0.092223 | 0.3486 | 0.1842 | 0.34051 | 0.02557 | 0
4773 | 1 | 9.7199e-05 | 0 | 0 | 5.8742e-05 | 0.00011416 | 0 | 0.10076 | 0.3157 | 0.32737 | 0.34778 | 0.045297 | 0
4774 | 1 | 0.0001116 | 0 | 0 | 3.7595e-05 | 0.00011416 | 0 | 0.092611 | 0.143 | 0.35318 | 0.34458 | 0.034002 | 0
4775 | 1 | 0.00011543 | 0 | 0 | 2.3497e-05 | 0.00011416 | 0 | 0.10978 | 0.0498 | 0.18907 | 0.3186 | 0.014811 | 0
4776 | 1 | 9.6293e-05 | 0 | 0 | 9.3987e-06 | 0.00011416 | 0 | 0.11637 | 0.1502 | 0.10543 | 0.31995 | 0.0013373 | 0
4777 | 1 | 8.2162e-05 | 0 | 0 | 5.8742e-06 | 0.00011416 | 0 | 0.12452 | 0.4041 | 0.075116 | 0.31811 | 0.02158 | 0
4778 | 1 | 7.346e-05 | 0 | 0 | 2.3497e-06 | 0.00011416 | 0 | 0.12548 | 0.4464 | 0.04541 | 0.31743 | 0.10201 | 0
4779 | 1 | 6.1294e-05 | 0 | 0 | 1.1748e-06 | 0.00011416 | 0 | 0.12277 | 0.4522 | 0.03214 | 0.3026 | 0.12781 | 0
4780 | 1 | 5.7035e-05 | 0 | 0 | 1.4098e-05 | 0.00011416 | 0 | 0.11889 | 0.4902 | 0.032992 | 0.2992 | 0.082233 | 0
4781 | 1 | 5.5889e-05 | 0 | 0 | 3.7595e-05 | 0.00011416 | 0.00080762 | 0.11385 | 0.5607 | 0.040297 | 0.29436 | 0.024412 | 0
4782 | 1 | 5.2265e-05 | 0 | 0 | 9.3987e-05 | 0.00011416 | 0.025359 | 0.099787 | 0.5265 | 0.055637 | 0.29203 | 0.0011108 | 0
4783 | 1 | 5.3706e-05 | 0 | 0 | 0.0001821 | 0.00011416 | 0.054111 | 0.088053 | 0.6035 | 0.048332 | 0.29174 | 0.0016988 | 0
4784 | 1 | 6.22e-05 | 0 | 0 | 0.0001586 | 0.00011416 | 0.14327 | 0.11821 | 0.6754 | 0.047967 | 0.29484 | 0.034824 | 0.079883
4785 | 1 | 6.9255e-05 | 0 | 0.00041497 | 0.00014685 | 0.00011416 | 0.26151 | 0.157 | 0.7115 | 0.09216 | 0.30638 | 0.057486 | 0.24431
4786 | 1 | 7.1632e-05 | 0 | 0.00099294 | 0.00016448 | 0.00011416 | 0.32515 | 0.17882 | 0.729 | 0.10287 | 0.31675 | 0.041127 | 0.29137
4787 | 1 | 7.3138e-05 | 0 | 0.0013905 | 0.00018797 | 0.00011416 | 0.38281 | 0.20588 | 0.7396 | 0.13538 | 0.31879 | 0.016678 | 0.049965
4788 | 1 | 8.0808e-05 | 0 | 0.001656 | 0.00020677 | 0.00011416 | 0.40979 | 0.22304 | 0.7569 | 0.098977 | 0.31937 | 0.0013373 | 0.039702
4789 | 1 | 7.1083e-05 | 0 | 0.0018561 | 0.00018797 | 0.00011416 | 0.41593 | 0.23216 | 0.7676 | 0.053445 | 0.31152 | 0.029075 | 0.093901
4790 | 1 | 6.1914e-05 | 0 | 0.0019454 | 0.00019032 | 0.00011416 | 0.41399 | 0.23642 | 0.7578 | 0.052715 | 0.30764 | 0.13256 | 0.038933
4791 | 1 | 5.6904e-05 | 0 | 0.0018863 | 0.00021382 | 0.00011416 | 0.39024 | 0.23429 | 0.7406 | 0.064767 | 0.31191 | 0.16727 | 0.085377
4792 | 1 | 5.5282e-05 | 0 | 0.001762 | 0.00022322 | 0.00011416 | 0.35665 | 0.22566 | 0.7343 | 0.16825 | 0.32315 | 0.1064 | 0.12363
4793 | 1 | 6.0515e-05 | 0 | 0.0015305 | 0.00022322 | 0.00011416 | 0.27185 | 0.18697 | 0.7447 | 0.079498 | 0.32461 | 0.031417 | 0.15762
4794 | 1 | 7.1764e-05 | 0 | 0.0011632 | 0.00016448 | 0.00011416 | 0.15426 | 0.1601 | 0.7508 | 0.060628 | 0.3089 | 0.0012206 | 0.20227
4795 | 1 | 8.6531e-05 | 0 | 0.00059798 | 0.00011748 | 0.00011416 | 0.09433 | 0.13576 | 0.7126 | 0.117 | 0.31879 | 0.0030341 | 0.046945
4796 | 1 | 9.6679e-05 | 0 | 0 | 8.8113e-05 | 0.00011416 | 0.079309 | 0.12296 | 0.6314 | 0.14536 | 0.32121 | 0.048587 | 0
4797 | 1 | 9.9218e-05 | 0 | 0 | 5.8742e-05 | 0.00011416 | 0 | 0.10716 | 0.6481 | 0.28013 | 0.3312 | 0.074782 | 0
4798 | 1 | 0.00011381 | 0 | 0 | 3.7595e-05 | 0.00011416 | 0 | 0.11249 | 0.6705 | 0.33516 | 0.33353 | 0.050911 | 0
4799 | 1 | 0.00011542 | 0 | 0 | 2.3497e-05 | 0.00011416 | 0 | 0.11472 | 0.6481 | 0.13209 | 0.30551 | 0.019119 | 0
4800 | 1 | 9.5706e-05 | 0 | 0 | 9.3987e-06 | 0.00011416 | 0 | 0.11394 | 0.6681 | 0.064889 | 0.29116 | 0.0013373 | 0
4801 | 1 | 8.2485e-05 | 0 | 0 | 5.8742e-06 | 0.00011416 | 0 | 0.11424 | 0.6481 | 0.058072 | 0.29736 | 0.038131 | 0
4802 | 1 | 7.5354e-05 | 0 | 0 | 2.3497e-06 | 0.00011416 | 0 | 0.11201 | 0.6644 | 0.037862 | 0.29843 | 0.16868 | 0
4803 | 1 | 6.6513e-05 | 0 | 0 | 1.1748e-06 | 0.00011416 | 0 | 0.1026 | 0.6656 | 0.037984 | 0.29387 | 0.21411 | 0
4804 | 1 | 6.6199e-05 | 0 | 0 | 1.4098e-05 | 0.00011416 | 0 | 0.10376 | 0.6314 | 0.050158 | 0.29727 | 0.1349 | 0
4805 | 1 | 7.5985e-05 | 0 | 0 | 3.7595e-05 | 0.00011416 | 0.0048457 | 0.11201 | 0.6129 | 0.11943 | 0.29988 | 0.039648 | 0
4806 | 1 | 8.8748e-05 | 0 | 0 | 9.3987e-05 | 0.00011416 | 0.030205 | 0.1217 | 0.5308 | 0.16971 | 0.33362 | 0.0013373 | 0
4807 | 1 | 0.00010765 | 0 | 0 | 0.0001821 | 0.00011416 | 0.081408 | 0.12306 | 0.5019 | 0.24702 | 0.34594 | 0.0049321 | 0
4808 | 1 | 0.00012428 | 0 | 0.00020004 | 0.0001586 | 0.00011416 | 0.22759 | 0.12791 | 0.5193 | 0.2643 | 0.35253 | 0.065567 | 0.10014
4809 | 1 | 0.00012976 | 0 | 0.00080269 | 0.00014685 | 0.00011416 | 0.36359 | 0.15254 | 0.5408 | 0.24093 | 0.3629 | 0.09524 | 0.24338
4810 | 1 | 0.00013131 | 0 | 0.0013602 | 0.00016448 | 0.00011416 | 0.44855 | 0.16214 | 0.5885 | 0.21914 | 0.3661 | 0.062136 | 0.36317
4811 | 1 | 0.00013146 | 0 | 0.001862 | 0.00018797 | 0.00011416 | 0.4912 | 0.16408 | 0.6443 | 0.22742 | 0.3534 | 0.021786 | 0.10745
4812 | 1 | 0.00013064 | 0 | 0.0022783 | 0.00020677 | 0.00011416 | 0.50347 | 0.17291 | 0.7025 | 0.26796 | 0.36717 | 0.0013373 | 0
4813 | 1 | 0.00012442 | 0 | 0.0025579 | 0.00018797 | 0.00011416 | 0.4962 | 0.17872 | 0.7447 | 0.25213 | 0.36242 | 0.046976 | 0.20266
4814 | 1 | 0.0001231 | 0 | 0.002703 | 0.00019032 | 0.00011416 | 0.47488 | 0.18726 | 0.7578 | 0.18675 | 0.36067 | 0.20336 | 0.010073
4815 | 1 | 0.00011685 | 0 | 0.0027137 | 0.00021382 | 0.00011416 | 0.42206 | 0.1954 | 0.7519 | 0.21001 | 0.36155 | 0.25925 | 0.0064851
4816 | 1 | 0.00011342 | 0 | 0.0025988 | 0.00022322 | 0.00011416 | 0.34986 | 0.19123 | 0.7312 | 0.19272 | 0.37696 | 0.1622 | 0.0065966
4817 | 1 | 0.00010951 | 0 | 0.00236 | 0.00022322 | 0.00011416 | 0.24584 | 0.17581 | 0.6885 | 0.21609 | 0.38753 | 0.047516 | 0.076451
4818 | 1 | 0.00011548 | 0 | 0.0019952 | 0.00016448 | 0.00011416 | 0.13035 | 0.14876 | 0.6116 | 0.31763 | 0.38714 | 0.0014402 | 0.022865
4819 | 1 | 0.00012397 | 0 | 0.0013607 | 0.00011748 | 0.00011416 | 0.045388 | 0.12005 | 0.4888 | 0.29474 | 0.38899 | 0.0070149 | 0.10761
4820 | 1 | 0.000125 | 0 | 0.00043752 | 8.8113e-05 | 0.00011416 | 0.010015 | 0.10328 | 0.3711 | 0.21354 | 0.37851 | 0.082421 | 0
4821 | 1 | 0.00012339 | 0 | 1.4045e-05 | 5.8742e-05 | 0.00011416 | 0 | 0.1218 | 0.3444 | 0.257 | 0.38007 | 0.11489 | 0
4822 | 1 | 0.0001372 | 0 | 0 | 3.7595e-05 | 0.00011416 | 0 | 0.15749 | 0.3683 | 0.28695 | 0.34157 | 0.072661 | 0
4823 | 1 | 0.00013765 | 0 | 0 | 2.3497e-05 | 0.00011416 | 0 | 0.17775 | 0.4186 | 0.13988 | 0.32141 | 0.02419 | 0
4824 | 1 | 0.00011496 | 0 | 0 | 9.3987e-06 | 0.00011416 | 0 | 0.18144 | 0.4581 | 0.083272 | 0.29756 | 0.0013373 | 0
4825 | 1 | 0.00010077 | 0 | 0 | 5.8742e-06 | 0.00011416 | 0 | 0.16049 | 0.4771 | 0.061967 | 0.29824 | 0.059277 | 0
4826 | 1 | 9.3239e-05 | 0 | 0 | 2.3497e-06 | 0.00011416 | 0 | 0.13363 | 0.4873 | 0.063307 | 0.3026 | 0.25088 | 0
4827 | 1 | 8.3087e-05 | 0 | 0 | 1.1748e-06 | 0.00011416 | 0 | 0.11666 | 0.5077 | 0.063307 | 0.29814 | 0.32128 | 0
4828 | 1 | 8.0827e-05 | 0 | 0 | 1.4098e-05 | 0.00011416 | 0 | 0.098041 | 0.5077 | 0.065863 | 0.30357 | 0.19955 | 0
4829 | 1 | 8.8228e-05 | 0 | 0 | 3.7595e-05 | 0.00011416 | 0.014053 | 0.076028 | 0.4786 | 0.099099 | 0.30279 | 0.058253 | 0
4830 | 1 | 9.9247e-05 | 0 | 0 | 9.3987e-05 | 0.00011416 | 0.057987 | 0.062064 | 0.3754 | 0.12576 | 0.33275 | 0.0015704 | 0
4831 | 1 | 0.00011748 | 0 | 0 | 0.0001821 | 0.00011416 | 0.16314 | 0.049069 | 0.3458 | 0.12844 | 0.34526 | 0.010201 | 0
4832 | 1 | 0.00012884 | 0 | 0.00063373 | 0.0001586 | 0.00011416 | 0.30528 | 0.044996 | 0.3854 | 0.13002 | 0.35049 | 0.10618 | 0.097489
4833 | 1 | 0.0001338 | 0 | 0.0013347 | 0.00014685 | 0.00011416 | 0.41948 | 0.050039 | 0.364 | 0.15218 | 0.33915 | 0.14184 | 0.31135
4834 | 1 | 0.00013289 | 0 | 0.0019429 | 0.00016448 | 0.00011416 | 0.50654 | 0.054306 | 0.3584 | 0.16034 | 0.34283 | 0.086783 | 0.50847
4835 | 1 | 0.00013186 | 0 | 0.00246 | 0.00018797 | 0.00011416 | 0.56534 | 0.056342 | 0.3782 | 0.17202 | 0.33295 | 0.0273 | 0.61678
4836 | 1 | 0.00013119 | 0 | 0.0028797 | 0.00020677 | 0.00011416 | 0.59005 | 0.057312 | 0.4027 | 0.16411 | 0.32277 | 0.0013373 | 0.82689
4837 | 1 | 0.00012391 | 0 | 0.0031703 | 0.00018797 | 0.00011416 | 0.57341 | 0.066912 | 0.4186 | 0.12126 | 0.32538 | 0.071033 | 0.81354
4838 | 1 | 0.00012313 | 0 | 0.0033193 | 0.00019032 | 0.00011416 | 0.51155 | 0.090574 | 0.4186 | 0.10738 | 0.34283 | 0.29571 | 0.20564
4839 | 1 | 0.0001175 | 0 | 0.003321 | 0.00021382 | 0.00011416 | 0.43256 | 0.09969 | 0.407 | 0.11663 | 0.3566 | 0.37996 | 0.45889
4840 | 1 | 0.00011371 | 0 | 0.0031921 | 0.00022322 | 0.00011416 | 0.34857 | 0.10153 | 0.3825 | 0.12856 | 0.36804 | 0.23473 | 0.36508
4841 | 1 | 0.00011264 | 0 | 0.0029107 | 0.00022322 | 0.00011416 | 0.23534 | 0.098526 | 0.357 | 0.23253 | 0.39219 | 0.068347 | 0.3281
4842 | 1 | 0.00011794 | 0 | 0.0024566 | 0.00016448 | 0.00011416 | 0.11872 | 0.10473 | 0.3389 | 0.24556 | 0.39509 | 0.0016847 | 0.10217
4843 | 1 | 0.00012508 | 0 | 0.001668 | 0.00011748 | 0.00011416 | 0.039251 | 0.10609 | 0.3279 | 0.20136 | 0.39025 | 0.013496 | 0.0032537
4844 | 1 | 0.00012348 | 0 | 0.00077205 | 8.8113e-05 | 0.00011416 | 0.0092069 | 0.10968 | 0.3279 | 0.17994 | 0.3823 | 0.12916 | 0
4845 | 1 | 0.00012382 | 0 | 0.00025196 | 5.8742e-05 | 0.00011416 | 0 | 0.10541 | 0.3238 | 0.25444 | 0.39151 | 0.16727 | 0
4846 | 1 | 0.00013997 | 0 | 0 | 3.7595e-05 | 0.00011416 | 0 | 0.09649 | 0.3211 | 0.18846 | 0.35166 | 0.099862 | 0
4847 | 1 | 0.00014099 | 0 | 0 | 2.3497e-05 | 0.00011416 | 0 | 0.088635 | 0.3037 | 0.18566 | 0.32267 | 0.030087 | 0
4848 | 1 | 0.0001191 | 0 | 0 | 9.3987e-06 | 0.00011416 | 0 | 0.089895 | 0.2984 | 0.1232 | 0.30589 | 0.0013373 | 0
4849 | 1 | 0.00010391 | 0 | 0 | 5.8742e-06 | 0.00011416 | 0 | 0.10047 | 0.2854 | 0.092647 | 0.30173 | 0.081485 | 0
4850 | 1 | 9.6886e-05 | 0 | 0 | 2.3497e-06 | 0.00011416 | 0 | 0.10706 | 0.2479 | 0.076211 | 0.31065 | 0.3352 | 0
4851 | 1 | 8.473e-05 | 0 | 0 | 1.1748e-06 | 0.00011416 | 0 | 0.10716 | 0.212 | 0.060628 | 0.31753 | 0.43173 | 0
4852 | 1 | 8.222e-05 | 0 | 0 | 1.4098e-05 | 0.00011416 | 0 | 0.097459 | 0.1821 | 0.066594 | 0.32024 | 0.26569 | 0
4853 | 1 | 8.924e-05 | 0 | 0 | 3.7595e-05 | 0.00011416 | 0.012922 | 0.081265 | 0.125 | 0.11468 | 0.34187 | 0.077214 | 0
4854 | 1 | 9.9517e-05 | 0 | 0 | 9.3987e-05 | 0.00011416 | 0.050719 | 0.080392 | 0.0448 | 0.15547 | 0.36804 | 0.00178 | 0
4855 | 1 | 0.0001177 | 0 | 0 | 0.0001821 | 0.00011416 | 0.12987 | 0.079422 | 0.018 | 0.16935 | 0.36417 | 0.016592 | 0
4856 | 1 | 0.00013311 | 0 | 0.00020812 | 0.0001586 | 0.00011416 | 0.23308 | 0.079034 | 0.0319 | 0.1719 | 0.37706 | 0.14976 | 0.016068
4857 | 1 | 0.00014021 | 0 | 0.00078354 | 0.00014685 | 0.00011416 | 0.32838 | 0.080198 | 0.0483 | 0.1663 | 0.40537 | 0.18967 | 0.17977
4858 | 1 | 0.00014163 | 0 | 0.0012555 | 0.00016448 | 0.00011416 | 0.40995 | 0.087859 | 0.1031 | 0.17701 | 0.40964 | 0.11122 | 0.47116
4859 | 1 | 0.00014226 | 0 | 0.0016271 | 0.00018797 | 0.00011416 | 0.45098 | 0.099884 | 0.2109 | 0.19442 | 0.38462 | 0.032448 | 0.79627
4860 | 1 | 0.00014245 | 0 | 0.0018501 | 0.00020677 | 0.00011416 | 0.44759 | 0.1219 | 0.3584 | 0.2094 | 0.36339 | 0.0013373 | 0.42462
4861 | 1 | 0.00013632 | 0 | 0.0019497 | 0.00018797 | 0.00011416 | 0.4303 | 0.14149 | 0.4902 | 0.14171 | 0.35457 | 0.092915 | 0.48096
4862 | 1 | 0.0001359 | 0 | 0.0019105 | 0.00019032 | 0.00011416 | 0.39832 | 0.16903 | 0.5522 | 0.14268 | 0.36785 | 0.37805 | 0.19853
4863 | 1 | 0.00013067 | 0 | 0.0017463 | 0.00021382 | 0.00011416 | 0.34792 | 0.19511 | 0.5803 | 0.17495 | 0.38365 | 0.48802 | 0.54218
4864 | 1 | 0.00012905 | 0 | 0.0014807 | 0.00022322 | 0.00011416 | 0.2817 | 0.21829 | 0.5858 | 0.2066 | 0.38491 | 0.29924 | 0.58908
4865 | 1 | 0.00012959 | 0 | 0.0011015 | 0.00022322 | 0.00011416 | 0.19254 | 0.22479 | 0.5663 | 0.18262 | 0.39044 | 0.086816 | 0.35192
4866 | 1 | 0.00013536 | 0 | 0.00061926 | 0.00016448 | 0.00011416 | 0.098853 | 0.22343 | 0.5207 | 0.2223 | 0.40062 | 0.0018789 | 0.014118
4867 | 1 | 0.00013971 | 0 | 2.0004e-05 | 0.00011748 | 0.00011416 | 0.035212 | 0.20103 | 0.4698 | 0.20879 | 0.39936 | 0.020128 | 0.14789
4868 | 1 | 0.00012699 | 0 | 0 | 8.8113e-05 | 0.00011416 | 0.00953 | 0.17746 | 0.4551 | 0.17555 | 0.39228 | 0.17244 | 0
4869 | 1 | 0.00012009 | 0 | 0 | 5.8742e-05 | 0.00011416 | 0 | 0.18202 | 0.4581 | 0.23058 | 0.38608 | 0.214 | 0
4870 | 1 | 0.00013254 | 0 | 0 | 3.7595e-05 | 0.00011416 | 0 | 0.18958 | 0.4288 | 0.19978 | 0.37919 | 0.12342 | 0
4871 | 1 | 0.00013347 | 0 | 0 | 2.3497e-05 | 0.00011416 | 0 | 0.16689 | 0.394 | 0.11018 | 0.35108 | 0.03493 | 0
4872 | 1 | 0.00011256 | 0 | 0 | 9.3987e-06 | 0.00011416 | 0 | 0.15293 | 0.3361 | 0.063185 | 0.32916 | 0.0013373 | 0
4873 | 1 | 9.8828e-05 | 0 | 0 | 5.8742e-06 | 0.00011416 | 0 | 0.15041 | 0.2854 | 0.053689 | 0.31268 | 0.099011 | 0
4874 | 1 | 9.1861e-05 | 0 | 0 | 2.3497e-06 | 0.00011416 | 0 | 0.14692 | 0.2516 | 0.036158 | 0.31181 | 0.40079 | 0
4875 | 1 | 8.156e-05 | 0 | 0 | 1.1748e-06 | 0.00011416 | 0 | 0.14255 | 0.2244 | 0.038349 | 0.31666 | 0.5179 | 0
4876 | 1 | 7.6261e-05 | 9.2039e-06 | 0 | 1.4098e-05 | 0.00011416 | 0 | 0.13295 | 0.1989 | 0.052715 | 0.32364 | 0.31703 | 0
4877 | 1 | 8.2781e-05 | 1.2395e-05 | 0 | 3.7595e-05 | 0.00011416 | 0.01276 | 0.11899 | 0.1914 | 0.11079 | 0.34196 | 0.091902 | 0
4878 | 1 | 9.7479e-05 | 0 | 0 | 9.3987e-05 | 0.00011416 | 0.052657 | 0.10318 | 0.13 | 0.16423 | 0.37813 | 0.0019297 | 0
4879 | 1 | 0.0001147 | 0 | 0 | 0.0001821 | 0.00011416 | 0.14909 | 0.08524 | 0.0875 | 0.19601 | 0.39975 | 0.022071 | 0
4880 | 1 | 0.00013267 | 0 | 0 | 0.0001586 | 0.00011416 | 0.27863 | 0.080101 | 0.0434 | 0.24093 | 0.38666 | 0.18459 | 0
4881 | 1 | 0.00014507 | 0 | 0 | 0.00014685 | 0.00011416 | 0.40914 | 0.084465 | 0.0177 | 0.25664 | 0.3789 | 0.2269 | 0
4882 | 1 | 0.000147 | 0 | 0.00038815 | 0.00016448 | 0.00011416 | 0.5046 | 0.093192 | 0.0094 | 0.19211 | 0.38346 | 0.12983 | 0.0027523
4883 | 1 | 0.00014736 | 0 | 0.00083547 | 0.00018797 | 0.00011416 | 0.55241 | 0.095908 | 0.0031 | 0.15888 | 0.37396 | 0.036217 | 0.0094491
4884 | 1 | 0.00014651 | 0 | 0.0011819 | 0.00020677 | 0.00011416 | 0.56065 | 0.099787 | 0.0002 | 0.13903 | 0.37493 | 0.0013373 | 0.40384
4885 | 1 | 0.00013894 | 0 | 0.0014271 | 0.00018797 | 0.00011416 | 0.55031 | 0.10008 | 0 | 0.12795 | 0.36911 | 0.10537 | 0.18821
4886 | 1 | 0.0001366 | 0 | 0.0015539 | 0.00019032 | 0.00011416 | 0.53206 | 0.10114 | 0 | 0.1159 | 0.35815 | 0.42441 | 0.21296
4887 | 1 | 0.00013027 | 0 | 0.0015437 | 0.00021382 | 0.00011416 | 0.48312 | 0.10134 | 0 | 0.10251 | 0.36339 | 0.54899 | 0.37505
4888 | 1 | 0.00012695 | 0 | 0.0014288 | 0.00022322 | 0.00011416 | 0.38895 | 0.096877 | 0.0005 | 0.1428 | 0.36892 | 0.33552 | 0.22891
4889 | 1 | 0.0001254 | 0 | 0.0012079 | 0.00022322 | 0.00011416 | 0.26506 | 0.094841 | 0.0041 | 0.19296 | 0.40178 | 0.097183 | 0.12932
4890 | 1 | 0.00013081 | 0 | 0.00083717 | 0.00016448 | 0.00011416 | 0.136 | 0.091835 | 0.0103 | 0.19905 | 0.40983 | 0.0019813 | 0.063258
4891 | 1 | 0.0001378 | 0 | 0.00014386 | 0.00011748 | 0.00011416 | 0.043127 | 0.092611 | 0.0315 | 0.17896 | 0.41449 | 0.024135 | 0
4892 | 1 | 0.00012737 | 0 | 0 | 8.8113e-05 | 0.00011416 | 0.0093684 | 0.096296 | 0.098 | 0.13781 | 0.40847 | 0.1973 | 0
4893 | 1 | 0.00012137 | 0 | 0 | 5.8742e-05 | 0.00011416 | 0 | 0.11016 | 0.152 | 0.16155 | 0.40595 | 0.24031 | 0
4894 | 1 | 0.00013438 | 0 | 0 | 3.7595e-05 | 0.00011416 | 0 | 0.11889 | 0.1721 | 0.1187 | 0.40809 | 0.13647 | 0
4895 | 1 | 0.00013611 | 0 | 0 | 2.3497e-05 | 0.00011416 | 0 | 0.13062 | 0.1595 | 0.053202 | 0.36446 | 0.037535 | 0
4896 | 1 | 0.00011336 | 0 | 0 | 9.3987e-06 | 0.00011416 | 0 | 0.13043 | 0.1209 | 0.03494 | 0.33101 | 0.0013373 | 0
4897 | 1 | 9.8823e-05 | 0 | 0 | 5.8742e-06 | 0.00011416 | 0 | 0.12073 | 0.0816 | 0.033479 | 0.30502 | 0.11199 | 0
4898 | 1 | 9.1379e-05 | 0 | 0 | 2.3497e-06 | 0.00011416 | 0 | 0.11501 | 0.0715 | 0.030071 | 0.29998 | 0.44895 | 0
4899 | 1 | 8.0625e-05 | 0 | 0 | 1.1748e-06 | 0.00011416 | 0 | 0.10483 | 0.0679 | 0.031045 | 0.30754 | 0.58129 | 0
4900 | 1 | 7.823e-05 | 0 | 0 | 1.4098e-05 | 0.00011416 | 0 | 0.1025 | 0.0944 | 0.028366 | 0.31511 | 0.3547 | 0
4901 | 1 | 8.4667e-05 | 0 | 0 | 3.7595e-05 | 0.00011416 | 0.012922 | 0.10105 | 0.176 | 0.043341 | 0.32461 | 0.10266 | 0
4902 | 1 | 9.441e-05 | 0 | 0 | 9.3987e-05 | 0.00011416 | 0.05298 | 0.094259 | 0.2337 | 0.1008 | 0.36678 | 0.0020339 | 0
4903 | 1 | 0.00011143 | 0 | 0 | 0.0001821 | 0.00011416 | 0.15167 | 0.088732 | 0.2971 | 0.14682 | 0.37881 | 0.026323 | 0
4904 | 1 | 0.00012997 | 0 | 0 | 0.0001586 | 0.00011416 | 0.27976 | 0.080198 | 0.4464 | 0.15534 | 0.38123 | 0.21058 | 0.0049809
4905 | 1 | 0.00013422 | 0 | 0.00071459 | 0.00014685 | 0.00011416 | 0.38621 | 0.080489 | 0.5422 | 0.1747 | 0.3949 | 0.25424 | 0.0072317
4906 | 1 | 0.00013351 | 0 | 0.001347 | 0.00016448 | 0.00011416 | 0.45292 | 0.09678 | 0.6116 | 0.19576 | 0.40411 | 0.14333 | 0.21557
4907 | 1 | 0.00013384 | 0 | 0.0017833 | 0.00018797 | 0.00011416 | 0.48571 | 0.1154 | 0.7204 | 0.19345 | 0.40847 | 0.038885 | 0
4908 | 1 | 0.00013386 | 0 | 0.0020719 | 0.00020677 | 0.00011416 | 0.49314 | 0.14032 | 0.8302 | 0.17032 | 0.38065 | 0.0013373 | 0
4909 | 1 | 0.00012614 | 0 | 0.0021923 | 0.00018797 | 0.00011416 | 0.47892 | 0.17494 | 0.9001 | 0.11505 | 0.36659 | 0.11199 | 0.20934
4910 | 1 | 0.00012629 | 0 | 0.0020697 | 0.00019032 | 0.00011416 | 0.4282 | 0.20297 | 0.9458 | 0.098734 | 0.36339 | 0.44895 | 0.083872
4911 | 1 | 0.00012305 | 0 | 0.0018173 | 0.00021382 | 0.00011416 | 0.36198 | 0.2276 | 0.9605 | 0.10214 | 0.36097 | 0.58129 | 0.078624
4912 | 1 | 0.00011924 | 0 | 0.0015577 | 0.00022322 | 0.00011416 | 0.28493 | 0.27997 | 0.9587 | 0.1344 | 0.38695 | 0.3547 | 0.038721
4913 | 1 | 0.00011818 | 0 | 0.0012466 | 0.00022322 | 0.00011416 | 0.20368 | 0.34824 | 0.955 | 0.16362 | 0.39839 | 0.10266 | 0.056227
4914 | 1 | 0.00012297 | 0 | 0.0008244 | 0.00016448 | 0.00011416 | 0.095946 | 0.34077 | 0.9418 | 0.16849 | 0.38433 | 0.0020339 | 0
4915 | 1 | 0.00012664 | 0 | 0.00023323 | 0.00011748 | 0.00011416 | 0.032143 | 0.32574 | 0.8944 | 0.15985 | 0.36843 | 0.026323 | 0
4916 | 1 | 0.00011821 | 0 | 0 | 8.8113e-05 | 0.00011416 | 0.0087223 | 0.35376 | 0.8563 | 0.15181 | 0.35505 | 0.21058 | 0
4917 | 1 | 0.00011331 | 0 | 0 | 5.8742e-05 | 0.00011416 | 0 | 0.37898 | 0.8977 | 0.1719 | 0.35428 | 0.25424 | 0
4918 | 1 | 0.0001255 | 0 | 0 | 3.7595e-05 | 0.00011416 | 0 | 0.40671 | 0.9444 | 0.17933 | 0.35651 | 0.14333 | 0
4919 | 1 | 0.00012722 | 0 | 0 | 2.3497e-05 | 0.00011416 | 0 | 0.41738 | 0.924 | 0.096542 | 0.32587 | 0.038885 | 0
4920 | 1 | 0.00010562 | 0 | 0 | 9.3987e-06 | 0.00011416 | 0 | 0.43028 | 0.8703 | 0.081812 | 0.31433 | 0.0013373 | 0
4921 | 1 | 9.0174e-05 | 0 | 0 | 5.8742e-06 | 0.00011416 | 0 | 0.45898 | 0.8324 | 0.054419 | 0.30919 | 0.10864 | 0
4922 | 1 | 8.1078e-05 | 0 | 0 | 2.3497e-06 | 0.00011416 | 0 | 0.48448 | 0.8067 | 0.037375 | 0.30735 | 0.43657 | 0
4923 | 1 | 6.8445e-05 | 0 | 0 | 1.1748e-06 | 0.00011416 | 0 | 0.52298 | 0.7695 | 0.049915 | 0.29019 | 0.56498 | 0
4924 | 1 | 6.1645e-05 | 2.0453e-06 | 0 | 1.4098e-05 | 0.00011416 | 0 | 0.52754 | 0.707 | 0.049428 | 0.29688 | 0.34502 | 0
4925 | 1 | 5.8184e-05 | 1.8837e-05 | 0 | 3.7595e-05 | 0.00011416 | 0.012276 | 0.54296 | 0.6288 | 0.055028 | 0.31724 | 0.099898 | 0
4926 | 1 | 5.9401e-05 | 1.7181e-05 | 0 | 9.3987e-05 | 0.00011416 | 0.048296 | 0.55692 | 0.5351 | 0.059898 | 0.33353 | 0.0020075 | 0
4927 | 1 | 7.0165e-05 | 0 | 0 | 0.0001821 | 0.00011416 | 0.13148 | 0.55528 | 0.5579 | 0.063428 | 0.34419 | 0.025213 | 0
4928 | 1 | 8.1979e-05 | 0 | 0 | 0.0001586 | 0.00011416 | 0.24035 | 0.53578 | 0.4683 | 0.096664 | 0.36746 | 0.20387 | 0.069052
4929 | 1 | 9.5648e-05 | 0 | 0 | 0.00014685 | 0.00011416 | 0.33533 | 0.50815 | 0.3854 | 0.12564 | 0.3821 | 0.24721 | 0.10799
4930 | 1 | 0.00010315 | 0 | 0 | 0.00016448 | 0.00011416 | 0.4043 | 0.48361 | 0.332 | 0.11992 | 0.38365 | 0.13987 | 0
4931 | 1 | 0.00010814 | 0 | 0 | 0.00018797 | 0.00011416 | 0.46455 | 0.47362 | 0.3024 | 0.1142 | 0.36494 | 0.038206 | 0
4932 | 1 | 0.00011647 | 0 | 0 | 0.00020677 | 0.00011416 | 0.4954 | 0.46247 | 0.2552 | 0.087168 | 0.35922 | 0.0013373 | 0
4933 | 1 | 0.00011 | 0 | 0 | 0.00018797 | 0.00011416 | 0.49023 | 0.44259 | 0.2256 | 0.073898 | 0.33353 | 0.10216 | 0.070768
4934 | 1 | 0.00010338 | 0 | 7.3204e-05 | 0.00019032 | 0.00011416 | 0.47763 | 0.42058 | 0.2165 | 0.072072 | 0.32461 | 0.41249 | 0
4935 | 1 | 9.7153e-05 | 0 | 5.7883e-05 | 0.00021382 | 0.00011416 | 0.43063 | 0.38053 | 0.2372 | 0.067933 | 0.32926 | 0.53329 | 0.26675
4936 | 1 | 9.2612e-05 | 0 | 0 | 0.00022322 | 0.00011416 | 0.35406 | 0.34484 | 0.2841 | 0.069759 | 0.34187 | 0.32619 | 0.14869
4937 | 1 | 9.1875e-05 | 0 | 0 | 0.00022322 | 0.00011416 | 0.25715 | 0.30285 | 0.3077 | 0.10178 | 0.38123 | 0.094518 | 0.041674
4938 | 1 | 9.5903e-05 | 0 | 0 | 0.00016448 | 0.00011416 | 0.13132 | 0.23933 | 0.3669 | 0.12527 | 0.39684 | 0.0019554 | 0.095338
4939 | 1 | 9.6814e-05 | 0 | 0 | 0.00011748 | 0.00011416 | 0.040704 | 0.18163 | 0.4114 | 0.12479 | 0.40111 | 0.023087 | 0.046254
4940 | 1 | 8.9736e-05 | 0 | 0 | 8.8113e-05 | 0.00011416 | 0.0087223 | 0.13993 | 0.3983 | 0.12406 | 0.39354 | 0.19088 | 0
4941 | 1 | 8.5444e-05 | 1.0308e-05 | 0 | 5.8742e-05 | 0.00011416 | 0 | 0.12296 | 0.2802 | 0.18079 | 0.39684 | 0.23354 | 0
4942 | 1 | 9.861e-05 | 2.1946e-05 | 0 | 3.7595e-05 | 0.00011416 | 0 | 0.11171 | 0.1842 | 0.24422 | 0.38869 | 0.13312 | 0
4943 | 1 | 0.00010026 | 3.3298e-05 | 0 | 2.3497e-05 | 0.00011416 | 0 | 0.10638 | 0.1511 | 0.10762 | 0.35544 | 0.036872 | 0
4944 | 1 | 7.9838e-05 | 4.2685e-05 | 0 | 9.3987e-06 | 0.00011416 | 0 | 0.1024 | 0.1368 | 0.063915 | 0.32965 | 0.0013373 | 0
4945 | 1 | 6.4174e-05 | 5.0642e-05 | 0 | 5.8742e-06 | 0.00011416 | 0 | 0.093386 | 0.1061 | 0.05235 | 0.3184 | 0.092915 | 0
4946 | 1 | 5.3714e-05 | 5.868e-05 | 0 | 2.3497e-06 | 0.00011416 | 0 | 0.089604 | 0.0944 | 0.053445 | 0.30473 | 0.37805 | 0
4947 | 1 | 3.901e-05 | 6.772e-05 | 0 | 1.1748e-06 | 0.00011416 | 0 | 0.095423 | 0.1643 | 0.046871 | 0.30037 | 0.48802 | 0
4948 | 1 | 3.0984e-05 | 7.541e-05 | 0 | 1.4098e-05 | 0.00011416 | 0 | 0.10677 | 0.3252 | 0.047236 | 0.30047 | 0.29924 | 0
4949 | 1 | 2.9908e-05 | 7.3917e-05 | 0 | 3.7595e-05 | 0.00011416 | 0.011953 | 0.1345 | 0.5451 | 0.033479 | 0.30221 | 0.086816 | 0
4950 | 1 | 3.3934e-05 | 4.6858e-05 | 0 | 9.3987e-05 | 0.00011416 | 0.047973 | 0.15875 | 0.6182 | 0.041271 | 0.31016 | 0.0018789 | 0
4951 | 1 | 4.5858e-05 | 1.6322e-05 | 0 | 0.0001821 | 0.00011416 | 0.14117 | 0.1572 | 0.6275 | 0.070124 | 0.31937 | 0.020128 | 0
4952 | 1 | 6.0148e-05 | 0 | 0 | 0.0001586 | 0.00011416 | 0.26652 | 0.15661 | 0.7025 | 0.078281 | 0.33469 | 0.17244 | 0.085287
4953 | 1 | 7.2848e-05 | 0 | 0 | 0.00014685 | 0.00011416 | 0.3728 | 0.18057 | 0.7447 | 0.085099 | 0.34846 | 0.214 | 0.30166
4954 | 1 | 8.2822e-05 | 0 | 0 | 0.00016448 | 0.00011416 | 0.4408 | 0.22372 | 0.8563 | 0.080472 | 0.34148 | 0.12342 | 0.49646
4955 | 1 | 9.0863e-05 | 0 | 0 | 0.00018797 | 0.00011416 | 0.47068 | 0.24331 | 0.9402 | 0.092281 | 0.3503 | 0.03493 | 0.61578
4956 | 1 | 0.00010145 | 0 | 3.5751e-05 | 0.00020677 | 0.00011416 | 0.47989 | 0.23962 | 0.9528 | 0.096421 | 0.35195 | 0.0013373 | 0.81124
4957 | 1 | 9.2449e-05 | 0 | 0.00021025 | 0.00018797 | 0.00011416 | 0.44726 | 0.28821 | 0.9587 | 0.094595 | 0.32926 | 0.078782 | 0.9675
4958 | 1 | 8.503e-05 | 0 | 0.00018344 | 0.00019032 | 0.00011416 | 0.40591 | 0.33611 | 0.9626 | 0.07329 | 0.33023 | 0.32501 | 0.24397
4959 | 1 | 8.0548e-05 | 0 | 0 | 0.00021382 | 0.00011416 | 0.3434 | 0.3558 | 0.9576 | 0.063185 | 0.32577 | 0.41838 | 0.73273
4960 | 1 | 7.584e-05 | 0 | 0 | 0.00022322 | 0.00011416 | 0.27168 | 0.38382 | 0.9502 | 0.06428 | 0.33372 | 0.25771 | 0.71909
4961 | 1 | 7.6274e-05 | 0 | 0 | 0.00022322 | 0.00011416 | 0.19383 | 0.41524 | 0.9435 | 0.064889 | 0.35166 | 0.074929 | 0.31994
4962 | 1 | 8.3145e-05 | 0 | 0 | 0.00016448 | 0.00011416 | 0.1037 | 0.42213 | 0.9435 | 0.067202 | 0.36397 | 0.0017558 | 0.36133
4963 | 1 | 9.0208e-05 | 0 | 0 | 0.00011748 | 0.00011416 | 0.03392 | 0.41059 | 0.9065 | 0.096299 | 0.38055 | 0.015778 | 0.12197
4964 | 1 | 8.8392e-05 | 0 | 0 | 8.8113e-05 | 0.00011416 | 0.0085608 | 0.4069 | 0.8958 | 0.14256 | 0.37968 | 0.14442 | 0
4965 | 1 | 9.016e-05 | 0 | 0 | 5.8742e-05 | 0.00011416 | 0 | 0.38392 | 0.9051 | 0.20185 | 0.38685 | 0.1839 | 0
4966 | 1 | 0.0001044 | 0 | 0 | 3.7595e-05 | 0.00011416 | 0 | 0.38499 | 0.8992 | 0.1635 | 0.37027 | 0.10831 | 0
4967 | 1 | 0.00010762 | 0 | 0 | 2.3497e-05 | 0.00011416 | 0 | 0.41234 | 0.8831 | 0.10056 | 0.32761 | 0.031847 | 0
4968 | 1 | 8.8729e-05 | 0 | 0 | 9.3987e-06 | 0.00011416 | 0 | 0.4263 | 0.8777 | 0.067324 | 0.30386 | 0.0013373 | 0
4969 | 1 | 7.52e-05 | 0 | 0 | 5.8742e-06 | 0.00011416 | 0 | 0.43881 | 0.8601 | 0.053811 | 0.30095 | 0.06616 | 0
4970 | 1 | 6.6599e-05 | 4.9905e-06 | 0 | 2.3497e-06 | 0.00011416 | 0 | 0.45277 | 0.8444 | 0.051741 | 0.30153 | 0.27718 | 0
4971 | 1 | 5.5166e-05 | 1.0063e-05 | 0 | 1.1748e-06 | 0.00011416 | 0 | 0.45898 | 0.8498 | 0.050889 | 0.3025 | 0.3557 | 0
4972 | 1 | 5.2782e-05 | 1.446e-05 | 0 | 1.4098e-05 | 0.00011416 | 0 | 0.47236 | 0.8444 | 0.066959 | 0.30308 | 0.2202 | 0
4973 | 1 | 6.191e-05 | 1.6362e-05 | 0 | 3.7595e-05 | 0.00011416 | 0.010822 | 0.45879 | 0.8242 | 0.079985 | 0.30173 | 0.06418 | 0
4974 | 1 | 7.8574e-05 | 2.6793e-06 | 0 | 9.3987e-05 | 0.00011416 | 0.042966 | 0.45578 | 0.8084 | 0.11006 | 0.3439 | 0.0016383 | 0
4975 | 1 | 9.6746e-05 | 0 | 0 | 0.0001821 | 0.00011416 | 0.12244 | 0.46538 | 0.8164 | 0.19528 | 0.35641 | 0.012104 | 0
4976 | 1 | 0.00011515 | 0 | 0 | 0.0001586 | 0.00011416 | 0.22032 | 0.49408 | 0.8919 | 0.19442 | 0.36727 | 0.11961 | 0.011544
4977 | 1 | 0.00012871 | 0 | 0 | 0.00014685 | 0.00011416 | 0.30625 | 0.52085 | 0.9117 | 0.23399 | 0.39655 | 0.15676 | 0.15822
4978 | 1 | 0.00013556 | 0 | 0 | 0.00016448 | 0.00011416 | 0.37716 | 0.54393 | 0.9146 | 0.23107 | 0.41032 | 0.094484 | 0.38363
4979 | 1 | 0.0001409 | 0 | 0 | 0.00018797 | 0.00011416 | 0.43612 | 0.56429 | 0.9142 | 0.20112 | 0.41129 | 0.02895 | 0.36493
4980 | 1 | 0.00014065 | 0 | 0.00032601 | 0.00020677 | 0.00011416 | 0.46842 | 0.58786 | 0.9112 | 0.19357 | 0.395 | 0.0013373 | 0.66545
4981 | 1 | 0.00013301 | 0 | 0.00056478 | 0.00018797 | 0.00011416 | 0.46018 | 0.61268 | 0.9069 | 0.17762 | 0.36475 | 0.052888 | 0.6487
4982 | 1 | 0.00012943 | 0 | 0.00064267 | 0.00019032 | 0.00011416 | 0.44145 | 0.62752 | 0.8996 | 0.14074 | 0.35098 | 0.22628 | 0.18572
4983 | 1 | 0.00012254 | 0 | 0.00058095 | 0.00021382 | 0.00011416 | 0.39541 | 0.63838 | 0.9038 | 0.097516 | 0.34962 | 0.28916 | 0.36482
4984 | 1 | 0.00011867 | 0 | 0.00040901 | 0.00022322 | 0.00011416 | 0.3245 | 0.63072 | 0.9056 | 0.10178 | 0.36184 | 0.18023 | 0.41273
4985 | 1 | 0.00011833 | 0 | 0.00010853 | 0.00022322 | 0.00011416 | 0.2242 | 0.61967 | 0.9015 | 0.13745 | 0.37299 | 0.052702 | 0.26305
4986 | 1 | 0.00012149 | 0 | 0 | 0.00016448 | 0.00011416 | 0.11404 | 0.59377 | 0.8766 | 0.14597 | 0.37124 | 0.0015043 | 0.2155
4987 | 1 | 0.00012292 | 0 | 0 | 0.00011748 | 0.00011416 | 0.035535 | 0.52347 | 0.7825 | 0.14268 | 0.36242 | 0.0085089 | 0
4988 | 1 | 0.00011172 | 0 | 0 | 8.8113e-05 | 0.00011416 | 0.0080762 | 0.45462 | 0.7137 | 0.13465 | 0.37153 | 0.0938 | 0
4989 | 1 | 0.00010766 | 0 | 0 | 5.8742e-05 | 0.00011416 | 0 | 0.42785 | 0.7137 | 0.18615 | 0.37163 | 0.12789 | 0
4990 | 1 | 0.0001193 | 0 | 0 | 3.7595e-05 | 0.00011416 | 0 | 0.41292 | 0.6754 | 0.14195 | 0.35088 | 0.079513 | 0
4991 | 1 | 0.00012193 | 0 | 0 | 2.3497e-05 | 0.00011416 | 0 | 0.40361 | 0.594 | 0.093621 | 0.32907 | 0.025714 | 0
4992 | 1 | 9.9228e-05 | 1.0145e-05 | 0 | 9.3987e-06 | 0.00011416 | 0 | 0.37869 | 0.538 | 0.095812 | 0.29009 | 0.0013373 | 0
4993 | 1 | 8.2221e-05 | 1.8183e-05 | 0 | 5.8742e-06 | 0.00011416 | 0 | 0.36007 | 0.5222 | 0.1232 | 0.27962 | 0.041522 | 0
4994 | 1 | 7.3155e-05 | 2.4994e-05 | 0 | 2.3497e-06 | 0.00011416 | 0 | 0.34668 | 0.4975 | 0.11213 | 0.27128 | 0.18203 | 0
4995 | 1 | 6.0862e-05 | 3.1293e-05 | 0 | 1.1748e-06 | 0.00011416 | 0 | 0.33747 | 0.5106 | 0.097882 | 0.27497 | 0.23148 | 0
4996 | 1 | 5.6614e-05 | 3.7879e-05 | 0 | 1.4098e-05 | 0.00011416 | 0 | 0.33379 | 0.5207 | 0.098247 | 0.27497 | 0.14542 | 0
4997 | 1 | 6.2506e-05 | 4.2276e-05 | 0 | 3.7595e-05 | 0.00011416 | 0.010822 | 0.32981 | 0.48 | 0.1019 | 0.29697 | 0.042682 | 0
4998 | 1 | 7.712e-05 | 2.9064e-05 | 0 | 9.3987e-05 | 0.00011416 | 0.045388 | 0.32671 | 0.3584 | 0.08522 | 0.32412 | 0.0013779 | 0
4999 | 1 | 0.00010007 | 7.4449e-06 | 0 | 0.0001821 | 0.00011416 | 0.13423 | 0.33786 | 0.3063 | 0.10482 | 0.35205 | 0.0057069 | 0
5000 | 1 | 0.00011974 | 0 | 0 | 0.0001586 | 0.00011416 | 0.24875 | 0.36957 | 0.3486 | 0.11395 | 0.36688 | 0.072001 | 0.064785
5001 | 1 | 0.0001316 | 0 | 0 | 0.00014685 | 0.00011416 | 0.34631 | 0.37713 | 0.3265 | 0.094838 | 0.35738 | 0.10281 | 0.040961
5002 | 1 | 0.00013828 | 0 | 0 | 0.00016448 | 0.00011416 | 0.41302 | 0.38567 | 0.3157 | 0.10263 | 0.3631 | 0.066214 | 0.4593
5003 | 1 | 0.00014314 | 0 | 0 | 0.00018797 | 0.00011416 | 0.45324 | 0.39294 | 0.2932 | 0.099464 | 0.37328 | 0.022727 | 0.24679
5004 | 1 | 0.00014616 | 0 | 0 | 0.00020677 | 0.00011416 | 0.46455 | 0.39701 | 0.229 | 0.093864 | 0.36019 | 0.0013373 | 0.76567
5005 | 1 | 0.00014221 | 0 | 0 | 0.00018797 | 0.00011416 | 0.49556 | 0.38712 | 0.1351 | 0.10981 | 0.34274 | 0.031913 | 0.67747
5006 | 1 | 0.00014073 | 0 | 0 | 0.00019032 | 0.00011416 | 0.48247 | 0.37907 | 0.091 | 0.10653 | 0.33915 | 0.14396 | 0.32109
5007 | 1 | 0.00013469 | 0 | 0 | 0.00021382 | 0.00011416 | 0.42917 | 0.37209 | 0.0697 | 0.10579 | 0.34245 | 0.18203 | 0.94135
5008 | 1 | 0.0001295 | 0 | 0 | 0.00022322 | 0.00011416 | 0.33904 | 0.34145 | 0.0125 | 0.10446 | 0.34468 | 0.1154 | 0.86496
5009 | 1 | 0.00012606 | 0 | 0 | 0.00022322 | 0.00011416 | 0.22307 | 0.3109 | 0.0001 | 0.13221 | 0.36533 | 0.03402 | 0.19478
5010 | 1 | 0.00012856 | 0 | 0 | 0.00016448 | 0.00011416 | 0.10661 | 0.27647 | 0.0003 | 0.19102 | 0.37677 | 0.0012587 | 0.1823
5011 | 1 | 0.00012894 | 0 | 0 | 0.00011748 | 0.00011416 | 0.031659 | 0.22779 | 0.0205 | 0.18152 | 0.38394 | 0.0035994 | 0.0058277
5012 | 1 | 0.00011786 | 0 | 0 | 8.8113e-05 | 0.00011416 | 0.0075917 | 0.17931 | 0.1185 | 0.16788 | 0.39122 | 0.053873 | 0
5013 | 1 | 0.00010935 | 1.0431e-05 | 0 | 5.8742e-05 | 0.00011416 | 0 | 0.14915 | 0.2564 | 0.20112 | 0.39063 | 0.081237 | 0
5014 | 1 | 0.00011682 | 2.1373e-05 | 0 | 3.7595e-05 | 0.00011416 | 0 | 0.15497 | 0.3334 | 0.16667 | 0.36135 | 0.054488 | 0
5015 | 1 | 0.00011628 | 2.9596e-05 | 0 | 2.3497e-05 | 0.00011416 | 0 | 0.16263 | 0.384 | 0.11992 | 0.30463 | 0.019982 | 0
5016 | 1 | 9.4155e-05 | 3.5711e-05 | 0 | 9.3987e-06 | 0.00011416 | 0 | 0.16263 | 0.4201 | 0.08656 | 0.27274 | 0.0013373 | 0
5017 | 1 | 7.7765e-05 | 4.1867e-05 | 0 | 5.8742e-06 | 0.00011416 | 0 | 0.16059 | 0.4201 | 0.065985 | 0.26576 | 0.023914 | 0
5018 | 1 | 6.8908e-05 | 4.8392e-05 | 0 | 2.3497e-06 | 0.00011416 | 0 | 0.15516 | 0.4201 | 0.046871 | 0.26333 | 0.11161 | 0
5019 | 1 | 5.5994e-05 | 5.4773e-05 | 0 | 1.1748e-06 | 0.00011416 | 0 | 0.14449 | 0.4114 | 0.046019 | 0.2612 | 0.14018 | 0
5020 | 1 | 5.1303e-05 | 6.185e-05 | 0 | 1.4098e-05 | 0.00011416 | 0 | 0.13984 | 0.4114 | 0.10446 | 0.258 | 0.089831 | 0
5021 | 1 | 5.7976e-05 | 6.4059e-05 | 0 | 3.7595e-05 | 0.00011416 | 0.010176 | 0.13838 | 0.4027 | 0.12284 | 0.27361 | 0.026617 | 0
5022 | 1 | 7.5265e-05 | 4.0927e-05 | 0 | 9.3987e-05 | 0.00011416 | 0.043612 | 0.13266 | 0.2893 | 0.15352 | 0.31113 | 0.0011466 | 0
5023 | 1 | 0.0001009 | 9.6743e-06 | 0 | 0.0001821 | 0.00011416 | 0.12841 | 0.11317 | 0.2043 | 0.20368 | 0.35447 | 0.0020875 | 0
5024 | 1 | 0.00012178 | 0 | 0 | 0.0001586 | 0.00011416 | 0.23631 | 0.12364 | 0.3103 | 0.19662 | 0.36562 | 0.039075 | 0.058745
5025 | 1 | 0.00013446 | 0 | 0 | 0.00014685 | 0.00011416 | 0.33726 | 0.15826 | 0.2589 | 0.15997 | 0.36756 | 0.062917 | 0
5026 | 1 | 0.00014083 | 0 | 0 | 0.00016448 | 0.00011416 | 0.40317 | 0.18532 | 0.2153 | 0.16654 | 0.3791 | 0.044234 | 0.002808
5027 | 1 | 0.00014609 | 0 | 0 | 0.00018797 | 0.00011416 | 0.42578 | 0.20859 | 0.201 | 0.13769 | 0.3852 | 0.017467 | 0.017071
5028 | 1 | 0.00015002 | 0 | 0 | 0.00020677 | 0.00011416 | 0.43289 | 0.23225 | 0.2054 | 0.12893 | 0.35418 | 0.0013373 | 0
5029 | 1 | 0.00014381 | 0 | 0 | 0.00018797 | 0.00011416 | 0.4198 | 0.25252 | 0.229 | 0.1243 | 0.33721 | 0.018372 | 0.78289
5030 | 1 | 0.0001405 | 0 | 0 | 0.00019032 | 0.00011416 | 0.39994 | 0.27211 | 0.2626 | 0.10531 | 0.31666 | 0.088676 | 0.11077
5031 | 1 | 0.00013164 | 0 | 0 | 0.00021382 | 0.00011416 | 0.34566 | 0.27715 | 0.2919 | 0.083272 | 0.31462 | 0.11065 | 0
5032 | 1 | 0.00012593 | 0 | 0 | 0.00022322 | 0.00011416 | 0.28364 | 0.27075 | 0.301 | 0.098003 | 0.32267 | 0.071659 | 0.1182
5033 | 1 | 0.0001215 | 0 | 0 | 0.00022322 | 0.00011416 | 0.19092 | 0.2596 | 0.2958 | 0.11553 | 0.33159 | 0.021338 | 0.27641
5034 | 1 | 0.000123 | 0 | 0 | 0.00016448 | 0.00011416 | 0.099015 | 0.22876 | 0.2932 | 0.1243 | 0.34642 | 0.0010584 | 0.3536
5035 | 1 | 0.00012288 | 0 | 0 | 0.00011748 | 0.00011416 | 0.032951 | 0.1922 | 0.3117 | 0.1064 | 0.33101 | 0.0012111 | 0.11553
5036 | 1 | 0.000112 | 0 | 0 | 8.8113e-05 | 0.00011416 | 0.0080762 | 0.16447 | 0.4245 | 0.10166 | 0.31637 | 0.029044 | 0
5037 | 1 | 0.00010234 | 1.7344e-05 | 0 | 5.8742e-05 | 0.00011416 | 0 | 0.15952 | 0.5236 | 0.089481 | 0.32645 | 0.049941 | 0
5038 | 1 | 0.00010954 | 3.2541e-05 | 0 | 3.7595e-05 | 0.00011416 | 0 | 0.15923 | 0.5761 | 0.098369 | 0.32732 | 0.036744 | 0
5039 | 1 | 0.00010781 | 4.7042e-05 | 0 | 2.3497e-05 | 0.00011416 | 0 | 0.15962 | 0.5954 | 0.10506 | 0.31191 | 0.01554 | 0
5040 | 1 | 8.4089e-05 | 6.1032e-05 | 0 | 9.3987e-06 | 0.00011416 | 0 | 0.16292 | 0.5019 | 0.083638 | 0.29116 | 0.0013373 | 0
5041 | 1 | 6.5986e-05 | 7.357e-05 | 0 | 5.8742e-06 | 0.00011416 | 0 | 0.16059 | 0.423 | 0.059289 | 0.28117 | 0.015499 | 0
5042 | 1 | 5.5662e-05 | 8.4635e-05 | 0 | 2.3497e-06 | 0.00011416 | 0 | 0.1602 | 0.3458 | 0.042367 | 0.2707 | 0.076556 | 0
5043 | 1 | 4.2178e-05 | 9.4432e-05 | 0 | 1.1748e-06 | 0.00011416 | 0 | 0.15875 | 0.3037 | 0.043706 | 0.26653 | 0.095102 | 0
5044 | 1 | 3.6659e-05 | 0.00010421 | 0 | 1.4098e-05 | 0.00011416 | 0 | 0.15332 | 0.2815 | 0.038593 | 0.26731 | 0.062032 | 0
5045 | 1 | 4.2741e-05 | 0.00010748 | 0 | 3.7595e-05 | 0.00011416 | 0.010499 | 0.14643 | 0.2751 | 0.057341 | 0.27245 | 0.018534 | 0
5046 | 1 | 6.3232e-05 | 7.5144e-05 | 0 | 9.3987e-05 | 0.00011416 | 0.044258 | 0.13761 | 0.2267 | 0.098734 | 0.30754 | 0.0010078 | 0
5047 | 1 | 9.2073e-05 | 3.115e-05 | 0 | 0.0001821 | 0.00011416 | 0.12987 | 0.10784 | 0.1283 | 0.1243 | 0.33372 | 0.00082711 | 0
5048 | 1 | 0.00011869 | 0 | 0 | 0.0001586 | 0.00011416 | 0.25327 | 0.10066 | 0.1403 | 0.12053 | 0.34361 | 0.023942 | 0.092987
5049 | 1 | 0.00012989 | 0 | 0 | 0.00014685 | 0.00011416 | 0.36989 | 0.11249 | 0.1099 | 0.14341 | 0.35573 | 0.043087 | 0.25186
5050 | 1 | 0.00013613 | 0 | 0 | 0.00016448 | 0.00011416 | 0.43531 | 0.12529 | 0.1031 | 0.1702 | 0.38617 | 0.032684 | 0.13124
5051 | 1 | 0.00014129 | 0 | 0 | 0.00018797 | 0.00011416 | 0.4681 | 0.13916 | 0.0973 | 0.1898 | 0.40052 | 0.014455 | 0
5052 | 1 | 0.00014326 | 0 | 0 | 0.00020677 | 0.00011416 | 0.47569 | 0.14439 | 0.0923 | 0.17726 | 0.37522 | 0.0013373 | 0
5053 | 1 | 0.00013895 | 0 | 0 | 0.00018797 | 0.00011416 | 0.45534 | 0.14663 | 0.0835 | 0.1422 | 0.3343 | 0.014612 | 0.62188
5054 | 1 | 0.00013681 | 0 | 0 | 0.00019032 | 0.00011416 | 0.41157 | 0.14866 | 0.0758 | 0.099099 | 0.30754 | 0.072776 | 0.20669
5055 | 1 | 0.00012855 | 0 | 0 | 0.00021382 | 0.00011416 | 0.36392 | 0.15128 | 0.0829 | 0.084612 | 0.30366 | 0.090263 | 0.16812
5056 | 1 | 0.00011999 | 0 | 0 | 0.00022322 | 0.00011416 | 0.3069 | 0.16137 | 0.1091 | 0.078768 | 0.3186 | 0.059026 | 0.73233
5057 | 1 | 0.0001175 | 0 | 0 | 0.00022322 | 0.00011416 | 0.21628 | 0.16137 | 0.1557 | 0.11298 | 0.32858 | 0.017657 | 0.22412
5058 | 1 | 0.00011938 | 0 | 0 | 0.00016448 | 0.00011416 | 0.11597 | 0.15923 | 0.2503 | 0.15498 | 0.35195 | 0.00099127 | 0.32634
5059 | 1 | 0.00011883 | 0 | 0 | 0.00011748 | 0.00011416 | 0.037151 | 0.15817 | 0.423 | 0.12625 | 0.33101 | 0.00071998 | 0.14556
5060 | 1 | 0.00010366 | 1.3785e-05 | 0 | 8.8113e-05 | 0.00011416 | 0.0087223 | 0.16214 | 0.634 | 0.13587 | 0.32761 | 0.022384 | 0
5061 | 1 | 9.4081e-05 | 3.5813e-05 | 0 | 5.8742e-05 | 0.00011416 | 0 | 0.18803 | 0.7036 | 0.18042 | 0.33847 | 0.04095 | 0
5062 | 1 | 0.00010225 | 5.2073e-05 | 0 | 3.7595e-05 | 0.00011416 | 0 | 0.20345 | 0.6802 | 0.14974 | 0.34371 | 0.0314 | 0
5063 | 1 | 0.00010131 | 6.5879e-05 | 0 | 2.3497e-05 | 0.00011416 | 0 | 0.20287 | 0.6532 | 0.10665 | 0.31065 | 0.014105 | 0
5064 | 1 | 7.7819e-05 | 7.7906e-05 | 0 | 9.3987e-06 | 0.00011416 | 0 | 0.19182 | 0.6262 | 0.071342 | 0.29116 | 0.0013373 | 0
5065 | 1 | 6.0925e-05 | 8.8766e-05 | 0 | 5.8742e-06 | 0.00011416 | 0 | 0.17843 | 0.6089 | 0.030679 | 0.28718 | 0.016421 | 0
5066 | 1 | 5.0848e-05 | 9.8277e-05 | 0 | 2.3497e-06 | 0.00011416 | 0 | 0.16709 | 0.6156 | 0.027879 | 0.27361 | 0.080465 | 0
5067 | 1 | 3.6947e-05 | 0.00010693 | 0 | 1.1748e-06 | 0.00011416 | 0 | 0.16204 | 0.5995 | 0.058802 | 0.25926 | 0.10011 | 0
5068 | 1 | 3.1294e-05 | 0.0001155 | 0 | 1.4098e-05 | 0.00011416 | 0 | 0.15574 | 0.5019 | 0.064646 | 0.25461 | 0.065138 | 0
5069 | 1 | 3.7398e-05 | 0.00011865 | 0 | 3.7595e-05 | 0.00011416 | 0.010661 | 0.15826 | 0.4932 | 0.077185 | 0.2706 | 0.019439 | 0
5070 | 1 | 5.7347e-05 | 8.4921e-05 | 0 | 9.3987e-05 | 0.00011416 | 0.045873 | 0.15244 | 0.4464 | 0.10519 | 0.29067 | 0.0010245 | 0
5071 | 1 | 8.4089e-05 | 4.4772e-05 | 0 | 0.0001821 | 0.00011416 | 0.12857 | 0.12287 | 0.3444 | 0.11152 | 0.30279 | 0.00094438 | 0
5072 | 1 | 0.0001138 | 0 | 0 | 0.0001586 | 0.00011416 | 0.24519 | 0.095229 | 0.3825 | 0.11931 | 0.31258 | 0.02557 | 0.063737
5073 | 1 | 0.00012534 | 0 | 0 | 0.00014685 | 0.00011416 | 0.35907 | 0.089313 | 0.4669 | 0.11992 | 0.31191 | 0.045297 | 0.19298
5074 | 1 | 0.00013117 | 0 | 0 | 0.00016448 | 0.00011416 | 0.445 | 0.098429 | 0.3825 | 0.12381 | 0.32955 | 0.034002 | 0.30779
5075 | 1 | 0.00013516 | 0 | 0 | 0.00018797 | 0.00011416 | 0.50896 | 0.11307 | 0.2958 | 0.13197 | 0.33818 | 0.014811 | 0.44685
5076 | 1 | 0.00013883 | 0 | 0 | 0.00020677 | 0.00011416 | 0.53707 | 0.10648 | 0.2325 | 0.10604 | 0.32703 | 0.0013373 | 0.52594
5077 | 1 | 0.00013214 | 0 | 9.789e-05 | 0.00018797 | 0.00011416 | 0.51769 | 0.10153 | 0.1721 | 0.082785 | 0.3152 | 0.020473 | 0.58306
5078 | 1 | 0.00012778 | 0 | 0.00017833 | 0.00019032 | 0.00011416 | 0.45566 | 0.098332 | 0.1474 | 0.084612 | 0.30696 | 0.097428 | 0.53791
5079 | 1 | 0.00012003 | 0 | 0.00011491 | 0.00021382 | 0.00011416 | 0.37231 | 0.099399 | 0.1438 | 0.079011 | 0.29707 | 0.12191 | 0.49171
5080 | 1 | 0.00011516 | 0 | 0 | 0.00022322 | 0.00011416 | 0.28251 | 0.10512 | 0.1595 | 0.098856 | 0.29571 | 0.0786 | 0.44568
5081 | 1 | 0.00011223 | 0 | 0 | 0.00022322 | 0.00011416 | 0.18172 | 0.10832 | 0.1936 | 0.1198 | 0.33139 | 0.023356 | 0.29589
5082 | 1 | 0.00011501 | 0 | 0 | 0.00016448 | 0.00011416 | 0.082862 | 0.11482 | 0.2491 | 0.13538 | 0.33973 | 0.0010931 | 0.16438
5083 | 1 | 0.00011233 | 0 | 0 | 0.00011748 | 0.00011416 | 0.025682 | 0.11666 | 0.3514 | 0.12491 | 0.33479 | 0.0015239 | 0.0624
5084 | 1 | 0.00010241 | 0 | 0 | 8.8113e-05 | 0.00011416 | 0.0075917 | 0.12965 | 0.5004 | 0.11115 | 0.33178 | 0.032819 | 0
5085 | 1 | 9.942e-05 | 0 | 0 | 5.8742e-05 | 0.00011416 | 0 | 0.15584 | 0.6076 | 0.12028 | 0.33479 | 0.054893 | 0
5086 | 1 | 0.00010833 | 8.4471e-06 | 0 | 3.7595e-05 | 0.00011416 | 0 | 0.16107 | 0.6049 | 0.11967 | 0.33324 | 0.039629 | 0
5087 | 1 | 0.00010781 | 2.0208e-05 | 0 | 2.3497e-05 | 0.00011416 | 0 | 0.16001 | 0.6008 | 0.09983 | 0.30444 | 0.016293 | 0
5088 | 1 | 8.4572e-05 | 3.1375e-05 | 0 | 9.3987e-06 | 0.00011416 | 0 | 0.15787 | 0.6035 | 0.07609 | 0.2866 | 0.0013373 | 0
5089 | 1 | 6.6697e-05 | 4.3054e-05 | 0 | 5.8742e-06 | 0.00011416 | 0 | 0.14953 | 0.5954 | 0.083516 | 0.27836 | 0.026411 | 0
5090 | 1 | 5.5768e-05 | 5.3076e-05 | 0 | 2.3497e-06 | 0.00011416 | 0 | 0.14944 | 0.5747 | 0.053689 | 0.27312 | 0.12178 | 0
5091 | 1 | 4.0864e-05 | 6.0459e-05 | 0 | 1.1748e-06 | 0.00011416 | 0 | 0.13906 | 0.5705 | 0.049306 | 0.28185 | 0.15333 | 0
5092 | 1 | 3.3617e-05 | 6.7331e-05 | 0 | 1.4098e-05 | 0.00011416 | 0 | 0.12859 | 0.5719 | 0.04541 | 0.26304 | 0.097883 | 0
5093 | 1 | 3.3541e-05 | 7.0686e-05 | 0 | 3.7595e-05 | 0.00011416 | 0.0083993 | 0.12083 | 0.5579 | 0.06148 | 0.26391 | 0.02895 | 0
5094 | 1 | 4.1688e-05 | 4.4465e-05 | 0 | 9.3987e-05 | 0.00011416 | 0.035859 | 0.11608 | 0.439 | 0.098734 | 0.28369 | 0.0011832 | 0
5095 | 1 | 5.6376e-05 | 1.3274e-05 | 0 | 0.0001821 | 0.00011416 | 0.098207 | 0.093192 | 0.236 | 0.10385 | 0.28224 | 0.0025314 | 0
5096 | 1 | 7.321e-05 | 0 | 0 | 0.0001586 | 0.00011416 | 0.18123 | 0.08398 | 0.1883 | 0.090942 | 0.28902 | 0.043658 | 0.010519
5097 | 1 | 8.7269e-05 | 0 | 0 | 0.00014685 | 0.00011416 | 0.27815 | 0.08815 | 0.1438 | 0.09849 | 0.2931 | 0.068679 | 0.067515
5098 | 1 | 9.5108e-05 | 0 | 0 | 0.00016448 | 0.00011416 | 0.38508 | 0.086695 | 0.0849 | 0.10348 | 0.30589 | 0.047495 | 0.049073
5099 | 1 | 9.9632e-05 | 0 | 0 | 0.00018797 | 0.00011416 | 0.45857 | 0.079034 | 0.0383 | 0.11176 | 0.31569 | 0.01828 | 0.2056
5100 | 1 | 0.00010471 | 0 | 0.0002809 | 0.00020677 | 0.00011416 | 0.47779 | 0.079228 | 0.0315 | 0.099343 | 0.31162 | 0.0013373 | 0.07147
5101 | 1 | 9.5341e-05 | 0 | 0.00047753 | 0.00018797 | 0.00011416 | 0.47892 | 0.081071 | 0.0439 | 0.067324 | 0.29736 | 0.03493 | 0.13679
5102 | 1 | 8.9826e-05 | 0 | 0.00055074 | 0.00019032 | 0.00011416 | 0.45485 | 0.089895 | 0.0633 | 0.04468 | 0.29601 | 0.15599 | 0.010396
5103 | 1 | 8.351e-05 | 0 | 0.00048987 | 0.00021382 | 0.00011416 | 0.41383 | 0.098041 | 0.0771 | 0.056732 | 0.29659 | 0.19764 | 0
5104 | 1 | 8.0381e-05 | 0 | 0.00033495 | 0.00022322 | 0.00011416 | 0.34922 | 0.10832 | 0.0715 | 0.07609 | 0.29591 | 0.1249 | 0.086591
5105 | 1 | 8.2303e-05 | 0 | 0.00011704 | 0.00022322 | 0.00011416 | 0.23873 | 0.11715 | 0.0616 | 0.10117 | 0.3152 | 0.036762 | 0.30549
5106 | 1 | 8.7867e-05 | 0 | 0 | 0.00016448 | 0.00011416 | 0.11775 | 0.12616 | 0.0673 | 0.12479 | 0.33314 | 0.0012976 | 0.305
5107 | 1 | 8.8604e-05 | 0 | 0 | 0.00011748 | 0.00011416 | 0.035859 | 0.13334 | 0.1557 | 0.11809 | 0.32645 | 0.0042308 | 0.11748
5108 | 1 | 8.2061e-05 | 0 | 0 | 8.8113e-05 | 0.00011416 | 0.0077532 | 0.13974 | 0.317 | 0.12442 | 0.31491 | 0.059529 | 0
5109 | 1 | 8.1772e-05 | 0 | 0 | 5.8742e-05 | 0.00011416 | 0 | 0.14614 | 0.3955 | 0.1344 | 0.32887 | 0.088053 | 0
5110 | 1 | 9.482e-05 | 9.1221e-06 | 0 | 3.7595e-05 | 0.00011416 | 0 | 0.15099 | 0.3472 | 0.11444 | 0.33169 | 0.058228 | 0
5111 | 1 | 9.6259e-05 | 2.303e-05 | 0 | 2.3497e-05 | 0.00011416 | 0 | 0.1572 | 0.221 | 0.14354 | 0.31268 | 0.020871 | 0
5112 | 1 | 7.5351e-05 | 3.6018e-05 | 0 | 9.3987e-06 | 0.00011416 | 0 | 0.141 | 0.1145 | 0.11541 | 0.31239 | 0.0013373 | 0
5113 | 1 | 5.8625e-05 | 4.7062e-05 | 0 | 5.8742e-06 | 0.00011416 | 0 | 0.1251 | 0.0923 | 0.082055 | 0.30628 | 0.04329 | 0
5114 | 1 | 4.7148e-05 | 5.6716e-05 | 0 | 2.3497e-06 | 0.00011416 | 0 | 0.11986 | 0.125 | 0.04748 | 0.30328 | 0.18897 | 0
5115 | 1 | 3.1838e-05 | 6.5491e-05 | 0 | 1.1748e-06 | 0.00011416 | 0 | 0.11889 | 0.2267 | 0.033114 | 0.28534 | 0.2405 | 0
5116 | 1 | 2.3606e-05 | 7.4674e-05 | 0 | 1.4098e-05 | 0.00011416 | 0 | 0.12073 | 0.3542 | 0.032749 | 0.28107 | 0.15088 | 0
5117 | 1 | 2.1714e-05 | 8.0401e-05 | 0 | 3.7595e-05 | 0.00011416 | 0.010984 | 0.12655 | 0.4464 | 0.034088 | 0.27012 | 0.044255 | 0
5118 | 1 | 2.9494e-05 | 4.3258e-05 | 0 | 9.3987e-05 | 0.00011416 | 0.049265 | 0.12917 | 0.4464 | 0.036766 | 0.27351 | 0.0013984 | 0
5119 | 1 | 4.446e-05 | 0 | 0 | 0.0001821 | 0.00011416 | 0.1612 | 0.11162 | 0.2348 | 0.057585 | 0.29969 | 0.006123 | 0
5120 | 1 | 5.4814e-05 | 0 | 0 | 0.0001586 | 0.00011416 | 0.32079 | 0.083107 | 0.1258 | 0.068176 | 0.28999 | 0.07537 | 0.10481
5121 | 1 | 6.6538e-05 | 0 | 5.618e-05 | 0.00014685 | 0.00011416 | 0.46471 | 0.077967 | 0.2552 | 0.085829 | 0.28398 | 0.10674 | 0.28379
5122 | 1 | 6.4527e-05 | 0 | 0.00087675 | 0.00016448 | 0.00011416 | 0.56598 | 0.090089 | 0.4654 | 0.10458 | 0.2992 | 0.068319 | 0.51613
5123 | 1 | 6.2201e-05 | 0 | 0.0014756 | 0.00018797 | 0.00011416 | 0.62575 | 0.099496 | 0.5265 | 0.11833 | 0.30725 | 0.023208 | 0.24513
5124 | 1 | 6.5885e-05 | 0 | 0.0019429 | 0.00020677 | 0.00011416 | 0.64497 | 0.10813 | 0.5913 | 0.097395 | 0.31656 | 0.0013373 | 0.099885
5125 | 1 | 5.4841e-05 | 0 | 0.0022923 | 0.00018797 | 0.00011416 | 0.63738 | 0.11627 | 0.6142 | 0.07609 | 0.30153 | 0.054964 | 0.21453
5126 | 1 | 4.4511e-05 | 0 | 0.0025162 | 0.00019032 | 0.00011416 | 0.60055 | 0.11928 | 0.6008 | 0.071829 | 0.29891 | 0.23429 | 0.0013037
5127 | 1 | 3.6458e-05 | 0 | 0.002606 | 0.00021382 | 0.00011416 | 0.52964 | 0.12403 | 0.5649 | 0.065863 | 0.29475 | 0.29961 | 0.76563
5128 | 1 | 3.3293e-05 | 0 | 0.0025719 | 0.00022322 | 0.00011416 | 0.42029 | 0.12432 | 0.5408 | 0.052715 | 0.29125 | 0.18653 | 0.48577
5129 | 1 | 3.6669e-05 | 0 | 0.0023638 | 0.00022322 | 0.00011416 | 0.28057 | 0.1249 | 0.5048 | 0.10385 | 0.29252 | 0.054511 | 0.54854
5130 | 1 | 4.8914e-05 | 0 | 0.0018829 | 0.00016448 | 0.00011416 | 0.13293 | 0.11501 | 0.4332 | 0.12138 | 0.30124 | 0.0015261 | 0.13641
5131 | 1 | 7.2349e-05 | 0 | 0.00068778 | 0.00011748 | 0.00011416 | 0.036828 | 0.11065 | 0.4303 | 0.13331 | 0.32054 | 0.0090503 | 0.10046
5132 | 1 | 8.1979e-05 | 0 | 0 | 8.8113e-05 | 0.00011416 | 0.0069456 | 0.13431 | 0.5149 | 0.11164 | 0.32461 | 0.097813 | 0
5133 | 1 | 8.5202e-05 | 0 | 0 | 5.8742e-05 | 0.00011416 | 0 | 0.17029 | 0.5954 | 0.13854 | 0.32626 | 0.13243 | 0
5134 | 1 | 9.9734e-05 | 0 | 0 | 3.7595e-05 | 0.00011416 | 0 | 0.19754 | 0.6443 | 0.12503 | 0.32189 | 0.08189 | 0
5135 | 1 | 0.00010272 | 0 | 0 | 2.3497e-05 | 0.00011416 | 0 | 0.21393 | 0.6366 | 0.083394 | 0.29019 | 0.026235 | 0
5136 | 1 | 8.3636e-05 | 0 | 0 | 9.3987e-06 | 0.00011416 | 0 | 0.23284 | 0.594 | 0.079742 | 0.29601 | 0.0013373 | 0
5137 | 1 | 7.0656e-05 | 0 | 0 | 5.8742e-06 | 0.00011416 | 0 | 0.25184 | 0.4902 | 0.062698 | 0.2804 | 0.06616 | 0
5138 | 1 | 6.3313e-05 | 0 | 0 | 2.3497e-06 | 0.00011416 | 0 | 0.24913 | 0.3528 | 0.034697 | 0.27167 | 0.27718 | 0
5139 | 1 | 5.2342e-05 | 0 | 0 | 1.1748e-06 | 0.00011416 | 0 | 0.23691 | 0.2528 | 0.033966 | 0.26362 | 0.3557 | 0
5140 | 1 | 4.9977e-05 | 0 | 0 | 1.4098e-05 | 0.00011416 | 0 | 0.21519 | 0.2221 | 0.046871 | 0.27118 | 0.2202 | 0
5141 | 1 | 5.5834e-05 | 3.5793e-06 | 0 | 3.7595e-05 | 0.00011416 | 0.0093684 | 0.18445 | 0.2256 | 0.065133 | 0.28447 | 0.06418 | 0
5142 | 1 | 6.605e-05 | 0 | 0 | 9.3987e-05 | 0.00011416 | 0.047165 | 0.14343 | 0.2431 | 0.1092 | 0.28718 | 0.0016383 | 0
5143 | 1 | 7.9078e-05 | 0 | 0 | 0.0001821 | 0.00011416 | 0.1549 | 0.10861 | 0.2153 | 0.12393 | 0.32199 | 0.012104 | 0
5144 | 1 | 9.484e-05 | 0 | 0.00020599 | 0.0001586 | 0.00011416 | 0.30657 | 0.08718 | 0.2431 | 0.11456 | 0.31695 | 0.11961 | 0.082435
5145 | 1 | 9.3806e-05 | 0 | 0.001336 | 0.00014685 | 0.00011416 | 0.44161 | 0.085822 | 0.2854 | 0.10653 | 0.30774 | 0.15676 | 0.28345
5146 | 1 | 9.0692e-05 | 0 | 0.0021808 | 0.00016448 | 0.00011416 | 0.53174 | 0.088829 | 0.3347 | 0.1047 | 0.31113 | 0.094484 | 0.51512
5147 | 1 | 8.8827e-05 | 0 | 0.0027958 | 0.00018797 | 0.00011416 | 0.58052 | 0.088635 | 0.3811 | 0.081081 | 0.29814 | 0.02895 | 0.73238
5148 | 1 | 9.0047e-05 | 0 | 0.003224 | 0.00020677 | 0.00011416 | 0.6033 | 0.091835 | 0.4128 | 0.096299 | 0.30463 | 0.0013373 | 0.72375
5149 | 1 | 8.3277e-05 | 0 | 0.0035049 | 0.00018797 | 0.00011416 | 0.60216 | 0.093483 | 0.4449 | 0.12637 | 0.309 | 0.07614 | 0.49296
5150 | 1 | 7.9766e-05 | 0 | 0.0036334 | 0.00019032 | 0.00011416 | 0.57196 | 0.10008 | 0.4683 | 0.098369 | 0.31355 | 0.31504 | 0.7207
5151 | 1 | 7.3953e-05 | 0 | 0.0036211 | 0.00021382 | 0.00011416 | 0.49475 | 0.10725 | 0.499 | 0.097273 | 0.33585 | 0.40529 | 0.20426
5152 | 1 | 7.0937e-05 | 0 | 0.0034883 | 0.00022322 | 0.00011416 | 0.37991 | 0.10764 | 0.5279 | 0.12832 | 0.35224 | 0.24989 | 0.69428
5153 | 1 | 7.2492e-05 | 0 | 0.0032099 | 0.00022322 | 0.00011416 | 0.23986 | 0.11016 | 0.5365 | 0.17543 | 0.37532 | 0.07269 | 0.30449
5154 | 1 | 8.2448e-05 | 0 | 0.0025983 | 0.00016448 | 0.00011416 | 0.10887 | 0.11346 | 0.5091 | 0.23679 | 0.37173 | 0.0017319 | 0.25684
5155 | 1 | 9.8434e-05 | 0 | 0.0014735 | 0.00011748 | 0.00011416 | 0.031497 | 0.11947 | 0.4551 | 0.18992 | 0.36833 | 0.014991 | 0.12828
5156 | 1 | 9.9557e-05 | 0 | 0.00059883 | 8.8113e-05 | 0.00011416 | 0.0061379 | 0.13693 | 0.3854 | 0.16533 | 0.35408 | 0.1392 | 0
5157 | 1 | 0.00010475 | 0 | 4.5114e-05 | 5.8742e-05 | 0.00011416 | 0 | 0.16272 | 0.364 | 0.13051 | 0.35166 | 0.17824 | 0
5158 | 1 | 0.00011538 | 0 | 0 | 3.7595e-05 | 0.00011416 | 0 | 0.19094 | 0.407 | 0.1086 | 0.33217 | 0.10544 | 0
5159 | 1 | 0.00011622 | 0 | 0 | 2.3497e-05 | 0.00011416 | 0 | 0.20917 | 0.4303 | 0.084003 | 0.30173 | 0.031253 | 0
5160 | 1 | 9.5479e-05 | 0 | 0 | 9.3987e-06 | 0.00011416 | 0 | 0.20772 | 0.4434 | 0.071463 | 0.28757 | 0.0013373 | 0
5161 | 1 | 8.1126e-05 | 0 | 0 | 5.8742e-06 | 0.00011416 | 0 | 0.20617 | 0.4537 | 0.063794 | 0.29155 | 0.084249 | 0
5162 | 1 | 7.2819e-05 | 0 | 0 | 2.3497e-06 | 0.00011416 | 0 | 0.19075 | 0.4537 | 0.044193 | 0.28612 | 0.34559 | 0
5163 | 1 | 6.1796e-05 | 0 | 0 | 1.1748e-06 | 0.00011416 | 0 | 0.20762 | 0.4434 | 0.048454 | 0.28098 | 0.44538 | 0
5164 | 1 | 5.6693e-05 | 0 | 0 | 1.4098e-05 | 0.00011416 | 0 | 0.22905 | 0.3969 | 0.054419 | 0.28398 | 0.27383 | 0
5165 | 1 | 6.3655e-05 | 0 | 0 | 3.7595e-05 | 0.00011416 | 0.0083993 | 0.22071 | 0.3584 | 0.076333 | 0.28951 | 0.079544 | 0
5166 | 1 | 7.2554e-05 | 0 | 0 | 9.3987e-05 | 0.00011416 | 0.029398 | 0.20171 | 0.2971 | 0.10056 | 0.29843 | 0.0018044 | 0
5167 | 1 | 8.6137e-05 | 0 | 0 | 0.0001821 | 0.00011416 | 0.087708 | 0.1539 | 0.2337 | 0.14341 | 0.31103 | 0.017434 | 0
5168 | 1 | 0.00010327 | 0 | 0 | 0.0001586 | 0.00011416 | 0.16524 | 0.16311 | 0.2384 | 0.16886 | 0.31239 | 0.15523 | 0.088274
5169 | 1 | 0.00011589 | 0 | 0 | 0.00014685 | 0.00011416 | 0.25343 | 0.16796 | 0.2384 | 0.16922 | 0.31511 | 0.19557 | 0.31018
5170 | 1 | 0.0001227 | 0 | 0 | 0.00016448 | 0.00011416 | 0.33129 | 0.17892 | 0.2564 | 0.17202 | 0.32916 | 0.11419 | 0.49605
5171 | 1 | 0.0001251 | 0 | 0.00018046 | 0.00018797 | 0.00011416 | 0.39121 | 0.19065 | 0.2751 | 0.17957 | 0.33721 | 0.033057 | 0.6283
5172 | 1 | 0.00012575 | 0 | 0.00051711 | 0.00020677 | 0.00011416 | 0.4345 | 0.19734 | 0.309 | 0.14609 | 0.33353 | 0.0013373 | 0.84549
5173 | 1 | 0.00011592 | 0 | 0.00081504 | 0.00018797 | 0.00011416 | 0.46018 | 0.20704 | 0.3403 | 0.12199 | 0.32616 | 0.092915 | 0.90117
5174 | 1 | 0.00011074 | 0 | 0.0010138 | 0.00019032 | 0.00011416 | 0.43628 | 0.20908 | 0.3334 | 0.098856 | 0.32034 | 0.37805 | 0.90024
5175 | 1 | 0.0001033 | 0 | 0.0010487 | 0.00021382 | 0.00011416 | 0.40478 | 0.20462 | 0.2958 | 0.096542 | 0.32839 | 0.48802 | 0.94491
5176 | 1 | 9.9977e-05 | 0 | 0.00094953 | 0.00022322 | 0.00011416 | 0.32919 | 0.18512 | 0.254 | 0.11992 | 0.33905 | 0.29924 | 0.77934
5177 | 1 | 9.9715e-05 | 0 | 0.00071885 | 0.00022322 | 0.00011416 | 0.2305 | 0.1666 | 0.2302 | 0.16971 | 0.35457 | 0.086816 | 0.62357
5178 | 1 | 0.00010761 | 0 | 0.00030771 | 0.00016448 | 0.00011416 | 0.11178 | 0.13576 | 0.2076 | 0.24945 | 0.35127 | 0.0018789 | 0.38899
5179 | 1 | 0.00011155 | 0 | 0 | 0.00011748 | 0.00011416 | 0.033436 | 0.099496 | 0.1791 | 0.18858 | 0.3408 | 0.020128 | 0.14036
5180 | 1 | 0.00010189 | 0 | 0 | 8.8113e-05 | 0.00011416 | 0.0085608 | 0.083786 | 0.1548 | 0.1232 | 0.34429 | 0.17244 | 0
5181 | 1 | 0.00010096 | 0 | 0 | 5.8742e-05 | 0.00011416 | 0 | 0.081458 | 0.0916 | 0.17823 | 0.34332 | 0.214 | 0
5182 | 1 | 0.00011221 | 0 | 0 | 3.7595e-05 | 0.00011416 | 0 | 0.07981 | 0.0353 | 0.16886 | 0.33004 | 0.12342 | 0
5183 | 1 | 0.00011315 | 0 | 0 | 2.3497e-05 | 0.00011416 | 0 | 0.076319 | 0.0094 | 0.12053 | 0.30231 | 0.03493 | 0
5184 | 1 | 9.295e-05 | 0 | 0 | 9.3987e-06 | 0.00011416 | 0 | 0.080974 | 0.0037 | 0.092281 | 0.27254 | 0.0013373 | 0
5185 | 1 | 7.7092e-05 | 6.2791e-06 | 0 | 5.8742e-06 | 0.00011416 | 0 | 0.08718 | 0.0049 | 0.071342 | 0.2613 | 0.095931 | 0
5186 | 1 | 6.6917e-05 | 1.4563e-05 | 0 | 2.3497e-06 | 0.00011416 | 0 | 0.091835 | 0.025 | 0.067568 | 0.261 | 0.38931 | 0
5187 | 1 | 5.3105e-05 | 2.0964e-05 | 0 | 1.1748e-06 | 0.00011416 | 0 | 0.10609 | 0.0715 | 0.060019 | 0.26401 | 0.50281 | 0
5188 | 1 | 4.8454e-05 | 2.708e-05 | 0 | 1.4098e-05 | 0.00011416 | 0 | 0.12432 | 0.1557 | 0.069637 | 0.26711 | 0.30805 | 0
5189 | 1 | 5.3353e-05 | 3.0823e-05 | 0 | 3.7595e-05 | 0.00011416 | 0.010499 | 0.13518 | 0.2407 | 0.073898 | 0.27526 | 0.089335 | 0
5190 | 1 | 7.0969e-05 | 0 | 0 | 9.3987e-05 | 0.00011416 | 0.045712 | 0.13121 | 0.2701 | 0.10433 | 0.30929 | 0.0019042 | 0
5191 | 1 | 8.3723e-05 | 0 | 0 | 0.0001821 | 0.00011416 | 0.1499 | 0.11307 | 0.1576 | 0.14025 | 0.30735 | 0.021085 | 0
5192 | 1 | 0.0001008 | 0 | 0 | 0.0001586 | 0.00011416 | 0.30157 | 0.079422 | 0.1099 | 0.14999 | 0.30968 | 0.17845 | 0.094592
5193 | 1 | 0.00010377 | 0 | 0.00078184 | 0.00014685 | 0.00011416 | 0.43676 | 0.085047 | 0.0966 | 0.15388 | 0.31578 | 0.22038 | 0.29872
5194 | 1 | 0.00010164 | 0 | 0.0015194 | 0.00016448 | 0.00011416 | 0.5277 | 0.10464 | 0.13 | 0.16216 | 0.33488 | 0.1266 | 0.53336
5195 | 1 | 9.9345e-05 | 0 | 0.0021165 | 0.00018797 | 0.00011416 | 0.57794 | 0.11433 | 0.175 | 0.16496 | 0.33595 | 0.03557 | 0.75916
5196 | 1 | 9.9492e-05 | 0 | 0.002586 | 0.00020677 | 0.00011416 | 0.60055 | 0.11278 | 0.2384 | 0.15474 | 0.32412 | 0.0013373 | 0.92772
5197 | 1 | 9.1093e-05 | 0 | 0.0029354 | 0.00018797 | 0.00011416 | 0.59845 | 0.1153 | 0.3037 | 0.14268 | 0.29659 | 0.099011 | 1.0275
5198 | 1 | 8.7092e-05 | 0 | 0.0031469 | 0.00019032 | 0.00011416 | 0.56485 | 0.13033 | 0.3868 | 0.12588 | 0.30619 | 0.40079 | 1.0652
5199 | 1 | 8.074e-05 | 0 | 0.0032044 | 0.00021382 | 0.00011416 | 0.49927 | 0.14692 | 0.4756 | 0.1394 | 0.32509 | 0.5179 | 0.97976
5200 | 1 | 7.7764e-05 | 0 | 0.0031052 | 0.00022322 | 0.00011416 | 0.39057 | 0.15516 | 0.5508 | 0.16667 | 0.34342 | 0.31703 | 0.80789
5201 | 1 | 7.8748e-05 | 0 | 0.0028409 | 0.00022322 | 0.00011416 | 0.25796 | 0.16059 | 0.5621 | 0.22169 | 0.36397 | 0.091902 | 0.56744
5202 | 1 | 8.7154e-05 | 0 | 0.0023293 | 0.00016448 | 0.00011416 | 0.11872 | 0.14915 | 0.5789 | 0.29231 | 0.37134 | 0.0019297 | 0.10297
5203 | 1 | 0.00010015 | 0 | 0.0012717 | 0.00011748 | 0.00011416 | 0.03279 | 0.13606 | 0.583 | 0.20222 | 0.34448 | 0.022071 | 0.0012926
5204 | 1 | 0.00010155 | 0 | 0.0004188 | 8.8113e-05 | 0.00011416 | 0.006461 | 0.14158 | 0.5164 | 0.19637 | 0.328 | 0.18459 | 0
5205 | 1 | 0.00010622 | 0 | 0 | 5.8742e-05 | 0.00011416 | 0 | 0.13431 | 0.4508 | 0.18992 | 0.32286 | 0.2269 | 0
5206 | 1 | 0.00011722 | 0 | 0 | 3.7595e-05 | 0.00011416 | 0 | 0.14032 | 0.4712 | 0.15011 | 0.31258 | 0.12983 | 0
5207 | 1 | 0.00011833 | 0 | 0 | 2.3497e-05 | 0.00011416 | 0 | 0.1377 | 0.5351 | 0.11724 | 0.27836 | 0.036217 | 0
5208 | 1 | 9.7426e-05 | 0 | 0 | 9.3987e-06 | 0.00011416 | 0 | 0.12946 | 0.583 | 0.057219 | 0.25131 | 0.0013373 | 0
5209 | 1 | 8.3352e-05 | 0 | 0 | 5.8742e-06 | 0.00011416 | 0 | 0.12772 | 0.5954 | 0.047967 | 0.24772 | 0.095931 | 0
5210 | 1 | 7.5204e-05 | 0 | 0 | 2.3497e-06 | 0.00011416 | 0 | 0.1219 | 0.5926 | 0.070855 | 0.25625 | 0.38931 | 0
5211 | 1 | 6.3516e-05 | 0 | 0 | 1.1748e-06 | 0.00011416 | 0 | 0.11724 | 0.6102 | 0.095325 | 0.25509 | 0.50281 | 0
5212 | 1 | 6.0567e-05 | 0 | 0 | 1.4098e-05 | 0.00011416 | 0 | 0.11676 | 0.5106 | 0.11955 | 0.25519 | 0.30805 | 0
5213 | 1 | 6.7014e-05 | 0 | 0 | 3.7595e-05 | 0.00011416 | 0.0080762 | 0.12645 | 0.442 | 0.14329 | 0.26517 | 0.089335 | 0
5214 | 1 | 7.5633e-05 | 0 | 0 | 9.3987e-05 | 0.00011416 | 0.039251 | 0.1347 | 0.3556 | 0.14366 | 0.30493 | 0.0019042 | 0
5215 | 1 | 8.7804e-05 | 0 | 0 | 0.0001821 | 0.00011416 | 0.12825 | 0.10968 | 0.2302 | 0.14061 | 0.31656 | 0.021085 | 0
5216 | 1 | 0.00010241 | 0 | 0.00021961 | 0.0001586 | 0.00011416 | 0.25796 | 0.10454 | 0.1781 | 0.20161 | 0.31617 | 0.17845 | 0.008346
5217 | 1 | 0.00010615 | 0 | 0.00093378 | 0.00014685 | 0.00011416 | 0.37668 | 0.11152 | 0.1225 | 0.24349 | 0.32247 | 0.22038 | 0.02652
5218 | 1 | 0.00010527 | 0 | 0.0015433 | 0.00016448 | 0.00011416 | 0.47198 | 0.10793 | 0.0952 | 0.16533 | 0.31317 | 0.1266 | 0.091327
5219 | 1 | 0.00010338 | 0 | 0.0020931 | 0.00018797 | 0.00011416 | 0.5424 | 0.10386 | 0.0944 | 0.15875 | 0.30706 | 0.03557 | 0.15325
5220 | 1 | 0.00010392 | 0 | 0.0025579 | 0.00020677 | 0.00011416 | 0.58763 | 0.10512 | 0.1069 | 0.16667 | 0.30114 | 0.0013373 | 0.3928
5221 | 1 | 9.564e-05 | 0 | 0.0028716 | 0.00018797 | 0.00011416 | 0.58876 | 0.10706 | 0.1217 | 0.16569 | 0.28883 | 0.092915 | 0.54197
5222 | 1 | 8.8785e-05 | 0 | 0.0030359 | 0.00019032 | 0.00011416 | 0.56356 | 0.096296 | 0.1359 | 0.15376 | 0.29077 | 0.37805 | 0.63288
5223 | 1 | 8.5659e-05 | 0 | 0.0030699 | 0.00021382 | 0.00011416 | 0.49524 | 0.082622 | 0.1474 | 0.11553 | 0.31685 | 0.48802 | 0.81112
5224 | 1 | 8.2599e-05 | 0 | 0.0029848 | 0.00022322 | 0.00011416 | 0.39654 | 0.076998 | 0.1474 | 0.13976 | 0.32558 | 0.29924 | 0.56439
5225 | 1 | 8.3197e-05 | 0 | 0.0027835 | 0.00022322 | 0.00011416 | 0.26587 | 0.076901 | 0.1359 | 0.19053 | 0.34487 | 0.086816 | 0.31101
5226 | 1 | 9.1422e-05 | 0 | 0.0023221 | 0.00016448 | 0.00011416 | 0.12486 | 0.079034 | 0.1325 | 0.22449 | 0.34642 | 0.0018789 | 0.15359
5227 | 1 | 0.00010383 | 0 | 0.0013207 | 0.00011748 | 0.00011416 | 0.033113 | 0.087859 | 0.1771 | 0.22364 | 0.32994 | 0.020128 | 0.043424
5228 | 1 | 0.00010666 | 0 | 0.00031197 | 8.8113e-05 | 0.00011416 | 0.006784 | 0.11443 | 0.3063 | 0.1926 | 0.31627 | 0.17244 | 0
5229 | 1 | 0.0001086 | 0 | 0 | 5.8742e-05 | 0.00011416 | 0 | 0.14566 | 0.4245 | 0.22681 | 0.32897 | 0.214 | 0
5230 | 1 | 0.00011836 | 0 | 0 | 3.7595e-05 | 0.00011416 | 0 | 0.1571 | 0.4654 | 0.19479 | 0.3122 | 0.12342 | 0
5231 | 1 | 0.00011947 | 0 | 0 | 2.3497e-05 | 0.00011416 | 0 | 0.16651 | 0.4683 | 0.12187 | 0.27671 | 0.03493 | 0
5232 | 1 | 9.838e-05 | 0 | 0 | 9.3987e-06 | 0.00011416 | 0 | 0.15768 | 0.4566 | 0.10993 | 0.24501 | 0.0013373 | 0
5233 | 1 | 8.3916e-05 | 0 | 0 | 5.8742e-06 | 0.00011416 | 0 | 0.15584 | 0.4027 | 0.10908 | 0.23667 | 0.087075 | 0
5234 | 1 | 7.6269e-05 | 0 | 0 | 2.3497e-06 | 0.00011416 | 0 | 0.16777 | 0.3238 | 0.073655 | 0.2358 | 0.3562 | 0
5235 | 1 | 6.4879e-05 | 0 | 0 | 1.1748e-06 | 0.00011416 | 0 | 0.16282 | 0.2589 | 0.059898 | 0.24365 | 0.4593 | 0
5236 | 1 | 6.1728e-05 | 0 | 0 | 1.4098e-05 | 0.00011416 | 0 | 0.14226 | 0.2131 | 0.073655 | 0.25945 | 0.28213 | 0
5237 | 1 | 6.7842e-05 | 0 | 0 | 3.7595e-05 | 0.00011416 | 0.0080762 | 0.12093 | 0.1821 | 0.12393 | 0.29038 | 0.081921 | 0
5238 | 1 | 7.6178e-05 | 0 | 0 | 9.3987e-05 | 0.00011416 | 0.041027 | 0.11317 | 0.143 | 0.14792 | 0.32548 | 0.001829 | 0
5239 | 1 | 8.7867e-05 | 0 | 0 | 0.0001821 | 0.00011416 | 0.13407 | 0.08398 | 0.0621 | 0.19102 | 0.32916 | 0.018303 | 0
5240 | 1 | 0.00010046 | 0 | 0.00028686 | 0.0001586 | 0.00011416 | 0.26409 | 0.070694 | 0.0518 | 0.22571 | 0.3279 | 0.16083 | 0.00040114
5241 | 1 | 0.00010078 | 0 | 0.0013104 | 0.00014685 | 0.00011416 | 0.37603 | 0.069628 | 0.079 | 0.23947 | 0.33042 | 0.20159 | 0.022843
5242 | 1 | 9.9227e-05 | 0 | 0.0020395 | 0.00016448 | 0.00011416 | 0.4702 | 0.062161 | 0.1002 | 0.22462 | 0.33052 | 0.11721 | 0.32139
5243 | 1 | 9.8851e-05 | 0 | 0.0025256 | 0.00018797 | 0.00011416 | 0.53158 | 0.059833 | 0.1266 | 0.19479 | 0.32596 | 0.033674 | 0.58002
5244 | 1 | 0.00010047 | 0 | 0.0028924 | 0.00020677 | 0.00011416 | 0.54773 | 0.06633 | 0.1576 | 0.18639 | 0.32034 | 0.0013373 | 0.15646
5245 | 1 | 9.3222e-05 | 0 | 0.0031065 | 0.00018797 | 0.00011416 | 0.5361 | 0.072925 | 0.1904 | 0.14999 | 0.28301 | 0.07614 | 0
5246 | 1 | 9.0097e-05 | 0 | 0.0031835 | 0.00019032 | 0.00011416 | 0.50703 | 0.082331 | 0.2601 | 0.12673 | 0.27371 | 0.31504 | 0
5247 | 1 | 8.3981e-05 | 0 | 0.0031065 | 0.00021382 | 0.00011416 | 0.43806 | 0.098817 | 0.3117 | 0.14159 | 0.27652 | 0.40529 | 0
5248 | 1 | 8.09e-05 | 0 | 0.0028911 | 0.00022322 | 0.00011416 | 0.3308 | 0.12675 | 0.35 | 0.13635 | 0.3089 | 0.24989 | 0
5249 | 1 | 8.2732e-05 | 0 | 0.0025226 | 0.00022322 | 0.00011416 | 0.21192 | 0.15739 | 0.3683 | 0.1786 | 0.35088 | 0.07269 | 0.035869
5250 | 1 | 9.1537e-05 | 0 | 0.0019012 | 0.00016448 | 0.00011416 | 0.096592 | 0.20219 | 0.3725 | 0.18858 | 0.35505 | 0.0017319 | 0.35139
5251 | 1 | 0.00010157 | 0 | 0.00095719 | 0.00011748 | 0.00011416 | 0.026975 | 0.19211 | 0.3403 | 0.21829 | 0.34245 | 0.014991 | 0.1324
5252 | 1 | 0.00010328 | 0 | 0.00015279 | 8.8113e-05 | 0.00011416 | 0.006784 | 0.19182 | 0.2854 | 0.17154 | 0.32926 | 0.1392 | 0
5253 | 1 | 0.000105 | 0 | 0 | 5.8742e-05 | 0.00011416 | 0 | 0.17756 | 0.2065 | 0.22559 | 0.32024 | 0.17824 | 0
5254 | 1 | 0.0001155 | 0 | 0 | 3.7595e-05 | 0.00011416 | 0 | 0.17349 | 0.143 | 0.21463 | 0.31152 | 0.10544 | 0
5255 | 1 | 0.00011679 | 0 | 0 | 2.3497e-05 | 0.00011416 | 0 | 0.16554 | 0.091 | 0.16241 | 0.29484 | 0.031253 | 0
5256 | 1 | 9.5523e-05 | 0 | 0 | 9.3987e-06 | 0.00011416 | 0 | 0.15506 | 0.0498 | 0.079864 | 0.27409 | 0.0013373 | 0
5257 | 1 | 8.1463e-05 | 0 | 0 | 5.8742e-06 | 0.00011416 | 0 | 0.14517 | 0.0332 | 0.062211 | 0.2611 | 0.068568 | 0
5258 | 1 | 7.2993e-05 | 0 | 0 | 2.3497e-06 | 0.00011416 | 0 | 0.13955 | 0.0336 | 0.059898 | 0.24801 | 0.28635 | 0
5259 | 1 | 6.0644e-05 | 0 | 0 | 1.1748e-06 | 0.00011416 | 0 | 0.14633 | 0.0311 | 0.063185 | 0.24404 | 0.36769 | 0
5260 | 1 | 5.5431e-05 | 0 | 0 | 1.4098e-05 | 0.00011416 | 0 | 0.14129 | 0.0336 | 0.062211 | 0.2452 | 0.22739 | 0
5261 | 1 | 5.6481e-05 | 0 | 0 | 3.7595e-05 | 0.00011416 | 0.0072686 | 0.12364 | 0.0498 | 0.069028 | 0.26294 | 0.066242 | 0
5262 | 1 | 5.7271e-05 | 0 | 0 | 9.3987e-05 | 0.00011416 | 0.034728 | 0.10813 | 0.0656 | 0.085707 | 0.28631 | 0.0016614 | 0
5263 | 1 | 6.2167e-05 | 0 | 0 | 0.0001821 | 0.00011416 | 0.10531 | 0.099108 | 0.0458 | 0.094595 | 0.28679 | 0.012788 | 0
5264 | 1 | 7.5031e-05 | 0 | 0 | 0.0001586 | 0.00011416 | 0.19528 | 0.090768 | 0.0287 | 0.10616 | 0.28292 | 0.12432 | 0.048605
5265 | 1 | 8.3221e-05 | 0 | 0.00047838 | 0.00014685 | 0.00011416 | 0.27265 | 0.086307 | 0.0137 | 0.086681 | 0.27303 | 0.16196 | 0.16982
5266 | 1 | 8.5286e-05 | 0 | 0.00095719 | 0.00016448 | 0.00011416 | 0.31707 | 0.094356 | 0.0018 | 0.096542 | 0.26799 | 0.097148 | 0.48553
5267 | 1 | 8.6847e-05 | 0 | 0.0012475 | 0.00018797 | 0.00011416 | 0.34066 | 0.099593 | 0.0004 | 0.10799 | 0.27419 | 0.029515 | 0.6913
5268 | 1 | 9.3909e-05 | 0 | 0.0014054 | 0.00020677 | 0.00011416 | 0.35455 | 0.11288 | 0.0027 | 0.1019 | 0.25868 | 0.0013373 | 0.82934
5269 | 1 | 8.8509e-05 | 0 | 0.0014356 | 0.00018797 | 0.00011416 | 0.35196 | 0.11918 | 0.011 | 0.11103 | 0.25092 | 0.057093 | 0.95396
5270 | 1 | 8.4332e-05 | 0 | 0.0013632 | 0.00019032 | 0.00011416 | 0.32483 | 0.13043 | 0.0189 | 0.12138 | 0.24927 | 0.24249 | 0.98868
5271 | 1 | 7.9534e-05 | 0 | 0.0011866 | 0.00021382 | 0.00011416 | 0.27072 | 0.14507 | 0.0493 | 0.09776 | 0.25315 | 0.31032 | 0.94431
5272 | 1 | 7.7829e-05 | 0 | 0.0009491 | 0.00022322 | 0.00011416 | 0.20853 | 0.14284 | 0.0577 | 0.099099 | 0.26857 | 0.19297 | 0.76229
5273 | 1 | 8.0691e-05 | 0 | 0.00065118 | 0.00022322 | 0.00011416 | 0.13374 | 0.14391 | 0.0685 | 0.11955 | 0.29174 | 0.056361 | 0.57451
5274 | 1 | 8.9942e-05 | 0 | 0.00019578 | 0.00016448 | 0.00011416 | 0.062672 | 0.16602 | 0.1031 | 0.13124 | 0.30929 | 0.0015481 | 0.37762
5275 | 1 | 9.1596e-05 | 0 | 0 | 0.00011748 | 0.00011416 | 0.019868 | 0.16408 | 0.125 | 0.10592 | 0.30754 | 0.0096143 | 0.14419
5276 | 1 | 8.5082e-05 | 0 | 0 | 8.8113e-05 | 0.00011416 | 0.0061379 | 0.1603 | 0.1904 | 0.092647 | 0.30124 | 0.10194 | 0
5277 | 1 | 8.6469e-05 | 0 | 0 | 5.8742e-05 | 0.00011416 | 0 | 0.1794 | 0.3347 | 0.13672 | 0.29843 | 0.13708 | 0
5278 | 1 | 9.6751e-05 | 0 | 0 | 3.7595e-05 | 0.00011416 | 0 | 0.18997 | 0.4041 | 0.12126 | 0.29397 | 0.084313 | 0
5279 | 1 | 9.9907e-05 | 0 | 0 | 2.3497e-05 | 0.00011416 | 0 | 0.19375 | 0.4128 | 0.086438 | 0.27274 | 0.026764 | 0
5280 | 1 | 8.2653e-05 | 0 | 0 | 9.3987e-06 | 0.00011416 | 0 | 0.18571 | 0.4332 | 0.064402 | 0.26275 | 0.0013373 | 0
5281 | 1 | 6.9924e-05 | 0 | 0 | 5.8742e-06 | 0.00011416 | 0 | 0.1828 | 0.4654 | 0.056002 | 0.25528 | 0.048895 | 0
5282 | 1 | 6.1453e-05 | 0 | 0 | 2.3497e-06 | 0.00011416 | 0 | 0.18464 | 0.4522 | 0.056124 | 0.24811 | 0.21082 | 0
5283 | 1 | 4.9495e-05 | 0 | 0 | 1.1748e-06 | 0.00011416 | 0 | 0.18958 | 0.4332 | 0.05028 | 0.23638 | 0.26898 | 0
5284 | 1 | 4.4513e-05 | 0 | 0 | 1.4098e-05 | 0.00011416 | 0 | 0.18512 | 0.3897 | 0.029218 | 0.23987 | 0.16807 | 0
5285 | 1 | 4.3521e-05 | 1.943e-06 | 0 | 3.7595e-05 | 0.00011416 | 0.0062995 | 0.1634 | 0.3868 | 0.029949 | 0.24685 | 0.049205 | 0
5286 | 1 | 4.2957e-05 | 0 | 0 | 9.3987e-05 | 0.00011416 | 0.029074 | 0.14197 | 0.384 | 0.064159 | 0.25616 | 0.0014614 | 0
5287 | 1 | 4.4359e-05 | 0 | 0 | 0.0001821 | 0.00011416 | 0.091746 | 0.14022 | 0.2997 | 0.064889 | 0.26265 | 0.0074916 | 0
5288 | 1 | 5.3494e-05 | 0 | 0 | 0.0001586 | 0.00011416 | 0.18349 | 0.13518 | 0.2854 | 0.079742 | 0.27487 | 0.086105 | 0.052104
5289 | 1 | 6.5308e-05 | 0 | 0 | 0.00014685 | 0.00011416 | 0.27217 | 0.13392 | 0.236 | 0.088873 | 0.27371 | 0.11912 | 0
5290 | 1 | 7.4511e-05 | 0 | 0 | 0.00016448 | 0.00011416 | 0.33985 | 0.11307 | 0.1643 | 0.094473 | 0.28204 | 0.0749 | 0.43988
5291 | 1 | 7.9154e-05 | 0 | 0.00015237 | 0.00018797 | 0.00011416 | 0.37167 | 0.10706 | 0.1002 | 0.087899 | 0.28495 | 0.024691 | 0.66624
5292 | 1 | 8.5291e-05 | 0 | 0.00050392 | 0.00020677 | 0.00011416 | 0.38701 | 0.10008 | 0.0545 | 0.087533 | 0.26731 | 0.0013373 | 0.86114
5293 | 1 | 7.5187e-05 | 0 | 0.0007163 | 0.00018797 | 0.00011416 | 0.38362 | 0.10017 | 0.0379 | 0.072681 | 0.2579 | 0.038131 | 0.99049
5294 | 1 | 6.7365e-05 | 0 | 0.00077035 | 0.00019032 | 0.00011416 | 0.3686 | 0.10774 | 0.055 | 0.05795 | 0.25664 | 0.16868 | 0.97093
5295 | 1 | 6.1126e-05 | 0 | 0.00070183 | 0.00021382 | 0.00011416 | 0.32935 | 0.11831 | 0.0923 | 0.048454 | 0.26488 | 0.21411 | 0.92598
5296 | 1 | 5.8379e-05 | 0 | 0.00055967 | 0.00022322 | 0.00011416 | 0.27233 | 0.12238 | 0.1209 | 0.08522 | 0.27051 | 0.1349 | 0.79011
5297 | 1 | 6.1981e-05 | 0 | 0.00032346 | 0.00022322 | 0.00011416 | 0.178 | 0.12645 | 0.1385 | 0.096542 | 0.29193 | 0.039648 | 0.54171
5298 | 1 | 7.0834e-05 | 0 | 0 | 0.00016448 | 0.00011416 | 0.088031 | 0.13848 | 0.1691 | 0.10299 | 0.29727 | 0.0013373 | 0.27445
5299 | 1 | 7.6905e-05 | 0 | 0 | 0.00011748 | 0.00011416 | 0.026652 | 0.13887 | 0.2467 | 0.1075 | 0.31288 | 0.0049321 | 0.12185
5300 | 1 | 7.6944e-05 | 0 | 0 | 8.8113e-05 | 0.00011416 | 0.006784 | 0.1345 | 0.3528 | 0.11176 | 0.32247 | 0.065567 | 0
5301 | 1 | 8.1535e-05 | 0 | 0 | 5.8742e-05 | 0.00011416 | 0 | 0.14168 | 0.3725 | 0.14853 | 0.3218 | 0.09524 | 0
5302 | 1 | 9.242e-05 | 0 | 0 | 3.7595e-05 | 0.00011416 | 0 | 0.14847 | 0.3077 | 0.15084 | 0.29445 | 0.062136 | 0
5303 | 1 | 9.518e-05 | 0 | 0 | 2.3497e-05 | 0.00011416 | 0 | 0.14827 | 0.2419 | 0.070368 | 0.28427 | 0.021786 | 0
5304 | 1 | 7.771e-05 | 0 | 0 | 9.3987e-06 | 0.00011416 | 0 | 0.15176 | 0.1662 | 0.05028 | 0.29203 | 0.0013373 | 0
5305 | 1 | 6.4325e-05 | 0 | 0 | 5.8742e-06 | 0.00011416 | 0 | 0.16117 | 0.0816 | 0.04821 | 0.29455 | 0.030472 | 0
5306 | 1 | 5.4697e-05 | 7.8949e-06 | 0 | 2.3497e-06 | 0.00011416 | 0 | 0.16651 | 0.0366 | 0.033723 | 0.29213 | 0.13818 | 0
5307 | 1 | 4.2932e-05 | 1.4317e-05 | 0 | 1.1748e-06 | 0.00011416 | 0 | 0.16457 | 0.0094 | 0.031897 | 0.28369 | 0.17455 | 0
5308 | 1 | 3.9616e-05 | 2.0351e-05 | 0 | 1.4098e-05 | 0.00011416 | 0 | 0.15322 | 0.0012 | 0.03981 | 0.29077 | 0.11084 | 0
5309 | 1 | 4.3945e-05 | 2.5546e-05 | 0 | 3.7595e-05 | 0.00011416 | 0.0062995 | 0.15273 | 0.0002 | 0.061237 | 0.30871 | 0.032701 | 0
5310 | 1 | 5.8856e-05 | 7.7108e-06 | 0 | 9.3987e-05 | 0.00011416 | 0.030851 | 0.16389 | 0.0001 | 0.077185 | 0.32887 | 0.0012395 | 0
5311 | 1 | 7.214e-05 | 0 | 0 | 0.0001821 | 0.00011416 | 0.10774 | 0.14672 | 0 | 0.10287 | 0.35272 | 0.0033087 | 0
5312 | 1 | 8.7973e-05 | 0 | 0 | 0.0001586 | 0.00011416 | 0.22662 | 0.12675 | 0.0003 | 0.11444 | 0.35854 | 0.051184 | 0.086535
5313 | 1 | 0.00010093 | 0 | 0 | 0.00014685 | 0.00011416 | 0.34146 | 0.12064 | 0.0006 | 0.126 | 0.36455 | 0.077965 | 0.2689
5314 | 1 | 0.00010472 | 0 | 0.00026345 | 0.00016448 | 0.00011416 | 0.43499 | 0.11637 | 0.0165 | 0.13599 | 0.38084 | 0.052679 | 0.50335
5315 | 1 | 0.00010389 | 0 | 0.00076992 | 0.00018797 | 0.00011416 | 0.50057 | 0.11298 | 0.0513 | 0.14366 | 0.36426 | 0.019547 | 0.71768
5316 | 1 | 0.00010564 | 0 | 0.0011393 | 0.00020677 | 0.00011416 | 0.5256 | 0.10822 | 0.0916 | 0.13343 | 0.35389 | 0.0013373 | 0.86184
5317 | 1 | 9.7786e-05 | 0 | 0.0013909 | 0.00018797 | 0.00011416 | 0.51688 | 0.10531 | 0.1076 | 0.11407 | 0.3502 | 0.022727 | 0.95433
5318 | 1 | 9.3687e-05 | 0 | 0.0015309 | 0.00019032 | 0.00011416 | 0.48506 | 0.10027 | 0.1342 | 0.10007 | 0.35631 | 0.10674 | 0.97054
5319 | 1 | 8.6945e-05 | 0 | 0.0015445 | 0.00021382 | 0.00011416 | 0.42336 | 0.093483 | 0.1781 | 0.10567 | 0.35835 | 0.1339 | 0.8589
5320 | 1 | 8.3199e-05 | 0 | 0.0014488 | 0.00022322 | 0.00011416 | 0.34356 | 0.091447 | 0.1567 | 0.15888 | 0.35961 | 0.085976 | 0.76103
5321 | 1 | 8.3606e-05 | 0 | 0.0012262 | 0.00022322 | 0.00011416 | 0.23001 | 0.097556 | 0.1153 | 0.16521 | 0.38928 | 0.025498 | 0.57285
5322 | 1 | 9.2011e-05 | 0 | 0.00081333 | 0.00016448 | 0.00011416 | 0.10661 | 0.095229 | 0.1359 | 0.17458 | 0.38957 | 0.0011286 | 0.20479
5323 | 1 | 0.00010464 | 0 | 0 | 0.00011748 | 0.00011416 | 0.027621 | 0.091156 | 0.2516 | 0.16849 | 0.38617 | 0.0018864 | 0.042321
5324 | 1 | 9.599e-05 | 0 | 0 | 8.8113e-05 | 0.00011416 | 0.0061379 | 0.09775 | 0.3725 | 0.15072 | 0.38375 | 0.036909 | 0
5325 | 1 | 9.5744e-05 | 0 | 0 | 5.8742e-05 | 0.00011416 | 0 | 0.10464 | 0.394 | 0.17263 | 0.38656 | 0.060161 | 0
5326 | 1 | 0.00010416 | 0 | 0 | 3.7595e-05 | 0.00011416 | 0 | 0.11113 | 0.3983 | 0.15072 | 0.37706 | 0.042662 | 0
5327 | 1 | 0.00010572 | 0 | 0 | 2.3497e-05 | 0.00011416 | 0 | 0.11278 | 0.4522 | 0.09216 | 0.34943 | 0.01707 | 0
5328 | 1 | 8.6368e-05 | 0 | 0 | 9.3987e-06 | 0.00011416 | 0 | 0.10648 | 0.4888 | 0.089481 | 0.33828 | 0.0013373 | 0
5329 | 1 | 7.3094e-05 | 0 | 0 | 5.8742e-06 | 0.00011416 | 0 | 0.097265 | 0.4829 | 0.070489 | 0.33896 | 0.016421 | 0
5330 | 1 | 6.5901e-05 | 0 | 0 | 2.3497e-06 | 0.00011416 | 0 | 0.09455 | 0.4698 | 0.077551 | 0.3408 | 0.080465 | 0
5331 | 1 | 5.5315e-05 | 0 | 0 | 1.1748e-06 | 0.00011416 | 0 | 0.090671 | 0.442 | 0.082055 | 0.33353 | 0.10011 | 0
5332 | 1 | 5.2227e-05 | 0 | 0 | 1.4098e-05 | 0.00011416 | 0 | 0.09358 | 0.4201 | 0.10397 | 0.33711 | 0.065138 | 0
5333 | 1 | 5.796e-05 | 0 | 0 | 3.7595e-05 | 0.00011416 | 0.0061379 | 0.096587 | 0.442 | 0.11748 | 0.33169 | 0.019439 | 0
5334 | 1 | 6.6782e-05 | 0 | 0 | 9.3987e-05 | 0.00011416 | 0.035212 | 0.096393 | 0.4099 | 0.10324 | 0.33479 | 0.0010245 | 0
5335 | 1 | 7.7556e-05 | 0 | 0 | 0.0001821 | 0.00011416 | 0.12421 | 0.085628 | 0.3037 | 0.17726 | 0.35049 | 0.00094438 | 0
5336 | 1 | 9.3619e-05 | 0 | 0 | 0.0001586 | 0.00011416 | 0.25569 | 0.075155 | 0.2528 | 0.19637 | 0.363 | 0.02557 | 0.079716
5337 | 1 | 9.8937e-05 | 0 | 0.00060777 | 0.00014685 | 0.00011416 | 0.38766 | 0.07147 | 0.2142 | 0.18615 | 0.38133 | 0.045297 | 0.25322
5338 | 1 | 9.7097e-05 | 0 | 0.0012811 | 0.00016448 | 0.00011416 | 0.48651 | 0.073991 | 0.212 | 0.18103 | 0.38162 | 0.034002 | 0.50262
5339 | 1 | 9.5958e-05 | 0 | 0.0017884 | 0.00018797 | 0.00011416 | 0.54967 | 0.071858 | 0.1801 | 0.18809 | 0.3791 | 0.014811 | 0.71714
5340 | 1 | 9.7869e-05 | 0 | 0.0021761 | 0.00020677 | 0.00011416 | 0.56841 | 0.077192 | 0.1193 | 0.13976 | 0.34526 | 0.0013373 | 0.87713
5341 | 1 | 9.0871e-05 | 0 | 0.0024081 | 0.00018797 | 0.00011416 | 0.55403 | 0.086307 | 0.0816 | 0.13806 | 0.33469 | 0.011404 | 0.98995
5342 | 1 | 8.8772e-05 | 0 | 0.002457 | 0.00019032 | 0.00011416 | 0.51769 | 0.094647 | 0.0973 | 0.13635 | 0.34274 | 0.058901 | 0.9702
5343 | 1 | 8.3643e-05 | 0 | 0.00238 | 0.00021382 | 0.00011416 | 0.4471 | 0.10939 | 0.1731 | 0.10433 | 0.3407 | 0.072546 | 0.92531
5344 | 1 | 8.1413e-05 | 0 | 0.0022127 | 0.00022322 | 0.00011416 | 0.3413 | 0.12471 | 0.2945 | 0.16788 | 0.34555 | 0.047973 | 0.81799
5345 | 1 | 8.2533e-05 | 0 | 0.0019216 | 0.00022322 | 0.00011416 | 0.21919 | 0.13344 | 0.3697 | 0.18992 | 0.38133 | 0.014425 | 0.50886
5346 | 1 | 9.1208e-05 | 0 | 0.001422 | 0.00016448 | 0.00011416 | 0.097238 | 0.14284 | 0.4347 | 0.20867 | 0.38685 | 0.00092699 | 0.18146
5347 | 1 | 0.00010174 | 0 | 0.00058649 | 0.00011748 | 0.00011416 | 0.024067 | 0.16815 | 0.583 | 0.15388 | 0.37522 | 0.00038361 | 0.099238
5348 | 1 | 9.971e-05 | 0 | 0 | 8.8113e-05 | 0.00011416 | 0.0066225 | 0.21664 | 0.6582 | 0.12613 | 0.35922 | 0.01683 | 0
5349 | 1 | 9.9705e-05 | 0 | 0 | 5.8742e-05 | 0.00011416 | 0 | 0.24602 | 0.6353 | 0.12393 | 0.37725 | 0.033108 | 0
5350 | 1 | 0.00010675 | 0 | 0 | 3.7595e-05 | 0.00011416 | 0 | 0.25582 | 0.6196 | 0.12138 | 0.37987 | 0.026602 | 0
5351 | 1 | 0.00010784 | 0 | 0 | 2.3497e-05 | 0.00011416 | 0 | 0.23031 | 0.6022 | 0.097882 | 0.34574 | 0.01276 | 0
5352 | 1 | 8.8556e-05 | 0 | 0 | 9.3987e-06 | 0.00011416 | 0 | 0.21296 | 0.5899 | 0.09009 | 0.32635 | 0.0013373 | 0
5353 | 1 | 7.4602e-05 | 0 | 0 | 5.8742e-06 | 0.00011416 | 0 | 0.19482 | 0.5872 | 0.10105 | 0.32141 | 0.0081022 | 0
5354 | 1 | 6.7577e-05 | 0 | 0 | 2.3497e-06 | 0.00011416 | 0 | 0.19114 | 0.5775 | 0.055637 | 0.31239 | 0.044193 | 0
5355 | 1 | 5.6973e-05 | 0 | 0 | 1.1748e-06 | 0.00011416 | 0 | 0.18483 | 0.5995 | 0.054054 | 0.309 | 0.053873 | 0
5356 | 1 | 5.4149e-05 | 0 | 0 | 1.4098e-05 | 0.00011416 | 0 | 0.1796 | 0.5663 | 0.056976 | 0.30677 | 0.036217 | 0
5357 | 1 | 5.9107e-05 | 0 | 0 | 3.7595e-05 | 0.00011416 | 0.0069456 | 0.17659 | 0.5422 | 0.10105 | 0.30686 | 0.010974 | 0
5358 | 1 | 6.7813e-05 | 0 | 0 | 9.3987e-05 | 0.00011416 | 0.035697 | 0.17678 | 0.4829 | 0.10677 | 0.31995 | 0.00085063 | 0
5359 | 1 | 7.8413e-05 | 0 | 0 | 0.0001821 | 0.00011416 | 0.12324 | 0.15361 | 0.357 | 0.11748 | 0.34506 | 0.00013621 | 0
5360 | 1 | 8.8316e-05 | 0 | 0.00045285 | 0.0001586 | 0.00011416 | 0.25586 | 0.12306 | 0.343 | 0.13234 | 0.34914 | 0.011287 | 0.077755
5361 | 1 | 8.918e-05 | 0 | 0.0014522 | 0.00014685 | 0.00011416 | 0.39703 | 0.10774 | 0.3472 | 0.16435 | 0.3566 | 0.024803 | 0.16088
5362 | 1 | 8.7458e-05 | 0 | 0.0022174 | 0.00016448 | 0.00011416 | 0.51026 | 0.10105 | 0.3037 | 0.19966 | 0.37086 | 0.021325 | 0.41318
5363 | 1 | 8.6219e-05 | 0 | 0.0028039 | 0.00018797 | 0.00011416 | 0.57131 | 0.11036 | 0.2455 | 0.2234 | 0.36058 | 0.011204 | 0.66514
5364 | 1 | 8.8085e-05 | 0 | 0.0032112 | 0.00020677 | 0.00011416 | 0.59005 | 0.12335 | 0.201 | 0.17312 | 0.35971 | 0.0013373 | 0.59951
5365 | 1 | 8.0417e-05 | 0 | 0.0034606 | 0.00018797 | 0.00011416 | 0.58197 | 0.12325 | 0.1801 | 0.12101 | 0.34817 | 0.0055087 | 0.85039
5366 | 1 | 7.7664e-05 | 0 | 0.0035713 | 0.00019032 | 0.00011416 | 0.54256 | 0.12102 | 0.1483 | 0.11846 | 0.32432 | 0.032163 | 0.072941
5367 | 1 | 7.2159e-05 | 0 | 0.0035002 | 0.00021382 | 0.00011416 | 0.48167 | 0.12228 | 0.1225 | 0.1775 | 0.33013 | 0.038714 | 0.088307
5368 | 1 | 7.1203e-05 | 0 | 0.0033227 | 0.00022322 | 0.00011416 | 0.3707 | 0.12888 | 0.1053 | 0.2178 | 0.35883 | 0.026558 | 0.35254
5369 | 1 | 7.3374e-05 | 0 | 0.0030163 | 0.00022322 | 0.00011416 | 0.23663 | 0.13984 | 0.0842 | 0.26832 | 0.37386 | 0.0081223 | 0.52846
5370 | 1 | 8.2248e-05 | 0 | 0.0024758 | 0.00016448 | 0.00011416 | 0.099661 | 0.15555 | 0.0555 | 0.2693 | 0.37658 | 0.00077858 | 0.33042
5371 | 1 | 9.2282e-05 | 0 | 0.0015926 | 0.00011748 | 0.00011416 | 0.024229 | 0.17271 | 0.0177 | 0.23545 | 0.37532 | 2.7661e-05 | 0.12917
5372 | 1 | 9.0652e-05 | 0 | 0.0009806 | 8.8113e-05 | 0.00011416 | 0.0056534 | 0.20588 | 0.0009 | 0.20404 | 0.36727 | 0.0071183 | 0
5373 | 1 | 9.5073e-05 | 0 | 0.00064735 | 5.8742e-05 | 0.00011416 | 0 | 0.23817 | 0.0092 | 0.15985 | 0.35098 | 0.018018 | 0
5374 | 1 | 0.00010527 | 0 | 0.00033878 | 3.7595e-05 | 0.00011416 | 0 | 0.25621 | 0.0733 | 0.12028 | 0.34681 | 0.016797 | 0
5375 | 1 | 0.00010999 | 0 | 6.2564e-05 | 2.3497e-05 | 0.00011416 | 0 | 0.2597 | 0.0803 | 0.10019 | 0.33236 | 0.0097796 | 0
5376 | 1 | 9.0839e-05 | 0 | 0 | 9.3987e-06 | 0.00011416 | 0 | 0.25999 | 0.061 | 0.098612 | 0.32412 | 0.0013373 | 0
5377 | 1 | 7.7093e-05 | 0 | 0 | 5.8742e-06 | 0.00011416 | 0 | 0.27715 | 0.0937 | 0.067933 | 0.3249 | 0.0038861 | 0
5378 | 1 | 6.924e-05 | 0 | 0 | 2.3497e-06 | 0.00011416 | 0 | 0.27599 | 0.1567 | 0.049793 | 0.31074 | 0.024287 | 0
5379 | 1 | 5.8095e-05 | 0 | 0 | 1.1748e-06 | 0.00011416 | 0 | 0.25446 | 0.3334 | 0.063672 | 0.30396 | 0.028873 | 0
5380 | 1 | 5.5127e-05 | 0 | 0 | 1.4098e-05 | 0.00011416 | 0 | 0.23633 | 0.2384 | 0.063794 | 0.30628 | 0.020202 | 0
5381 | 1 | 6.0615e-05 | 0 | 0 | 3.7595e-05 | 0.00011416 | 0.0058149 | 0.21839 | 0.1465 | 0.083516 | 0.31026 | 0.0062342 | 0
5382 | 1 | 6.9442e-05 | 0 | 0 | 9.3987e-05 | 0.00011416 | 0.027944 | 0.20646 | 0.1691 | 0.074142 | 0.32567 | 0.00072397 | 0
5383 | 1 | 8.0129e-05 | 0 | 0 | 0.0001821 | 0.00011416 | 0.085285 | 0.17465 | 0.175 | 0.10993 | 0.33314 | 2.3399e-06 | 0
5384 | 1 | 9.194e-05 | 0 | 0.00037113 | 0.0001586 | 0.00011416 | 0.16443 | 0.16709 | 0.1672 | 0.15194 | 0.33721 | 0.0046411 | 0.077465
5385 | 1 | 9.7038e-05 | 0 | 0.0010615 | 0.00014685 | 0.00011416 | 0.25327 | 0.15904 | 0.201 | 0.17921 | 0.35534 | 0.013581 | 0.26229
5386 | 1 | 9.9029e-05 | 0 | 0.0015198 | 0.00016448 | 0.00011416 | 0.33 | 0.14119 | 0.2491 | 0.18736 | 0.3759 | 0.013675 | 0.4557
5387 | 1 | 0.00010159 | 0 | 0.0017633 | 0.00018797 | 0.00011416 | 0.38071 | 0.11579 | 0.3265 | 0.19369 | 0.39015 | 0.0087312 | 0.35416
5388 | 1 | 0.00010706 | 0 | 0.0018952 | 0.00020677 | 0.00011416 | 0.38637 | 0.11278 | 0.4114 | 0.13757 | 0.36921 | 0.0013373 | 0.27466
5389 | 1 | 0.00010245 | 0 | 0.0019059 | 0.00018797 | 0.00011416 | 0.33759 | 0.12355 | 0.4478 | 0.1142 | 0.34603 | 0.0032106 | 0.32253
5390 | 1 | 9.9672e-05 | 0 | 0.0017697 | 0.00019032 | 0.00011416 | 0.29236 | 0.15118 | 0.5365 | 0.09009 | 0.33149 | 0.020884 | 0.34718
5391 | 1 | 9.5341e-05 | 0 | 0.0015492 | 0.00021382 | 0.00011416 | 0.27233 | 0.17678 | 0.5062 | 0.10506 | 0.33004 | 0.024649 | 0.80944
5392 | 1 | 9.4107e-05 | 0 | 0.0012534 | 0.00022322 | 0.00011416 | 0.23324 | 0.15749 | 0.4815 | 0.131 | 0.34923 | 0.017445 | 0.71597
5393 | 1 | 9.6969e-05 | 0 | 0.00083802 | 0.00022322 | 0.00011416 | 0.15313 | 0.15778 | 0.461 | 0.16009 | 0.36174 | 0.0054113 | 0.49622
5394 | 1 | 0.000105 | 0 | 0.00034559 | 0.00016448 | 0.00011416 | 0.070263 | 0.14915 | 0.442 | 0.159 | 0.37086 | 0.00069764 | 0.40353
5395 | 1 | 0.00010846 | 0 | 0 | 0.00011748 | 0.00011416 | 0.019706 | 0.14265 | 0.3983 | 0.13489 | 0.36058 | 1.1008e-07 | 0.076473
5396 | 1 | 9.8775e-05 | 0 | 0 | 8.8113e-05 | 0.00011416 | 0.0061379 | 0.13344 | 0.3626 | 0.12308 | 0.34749 | 0.003654 | 0
5397 | 1 | 9.783e-05 | 0 | 0 | 5.8742e-05 | 0.00011416 | 0 | 0.14498 | 0.3403 | 0.12308 | 0.3504 | 0.011665 | 0
5398 | 1 | 0.00010316 | 0 | 0 | 3.7595e-05 | 0.00011416 | 0 | 0.154 | 0.3238 | 0.099343 | 0.35486 | 0.012271 | 0
5399 | 1 | 0.00010364 | 0 | 0 | 2.3497e-05 | 0.00011416 | 0 | 0.14498 | 0.2984 | 0.085586 | 0.33527 | 0.0082363 | 0
5400 | 1 | 8.5342e-05 | 0 | 0 | 9.3987e-06 | 0.00011416 | 0 | 0.14827 | 0.2997 | 0.042488 | 0.32325 | 0.0013373 | 0
5401 | 1 | 7.2362e-05 | 0 | 0 | 5.8742e-06 | 0.00011416 | 0 | 0.15875 | 0.3375 | 0.040297 | 0.32083 | 0.0035376 | 0
5402 | 1 | 6.565e-05 | 0 | 0 | 2.3497e-06 | 0.00011416 | 0 | 0.15681 | 0.3612 | 0.038471 | 0.32325 | 0.022542 | 0
5403 | 1 | 5.5359e-05 | 0 | 0 | 1.1748e-06 | 0.00011416 | 0 | 0.16059 | 0.3725 | 0.042732 | 0.31035 | 0.026705 | 0
5404 | 1 | 5.2593e-05 | 0 | 0 | 1.4098e-05 | 0.00011416 | 0 | 0.16457 | 0.3279 | 0.047967 | 0.30454 | 0.01879 | 0
5405 | 1 | 5.8355e-05 | 0 | 0 | 3.7595e-05 | 0.00011416 | 0.0056534 | 0.16301 | 0.254 | 0.055271 | 0.309 | 0.0058131 | 0
5406 | 1 | 6.7418e-05 | 0 | 0 | 9.3987e-05 | 0.00011416 | 0.026167 | 0.14973 | 0.176 | 0.074629 | 0.32073 | 0.00071072 | 0
5407 | 1 | 7.8283e-05 | 0 | 0 | 0.0001821 | 0.00011416 | 0.089808 | 0.14847 | 0.1957 | 0.088873 | 0.33954 | 7.3737e-07 | 0
5408 | 1 | 9.3672e-05 | 0 | 0 | 0.0001586 | 0.00011416 | 0.17186 | 0.15836 | 0.3472 | 0.10214 | 0.34157 | 0.0041279 | 0.019188
5409 | 1 | 0.00010651 | 0 | 0 | 0.00014685 | 0.00011416 | 0.25376 | 0.18095 | 0.6314 | 0.10409 | 0.35263 | 0.012599 | 0.0047357
5410 | 1 | 0.00011462 | 0 | 0 | 0.00016448 | 0.00011416 | 0.30124 | 0.20636 | 0.8287 | 0.10482 | 0.37309 | 0.01296 | 0.00099171
5411 | 1 | 0.00011818 | 0 | 9.1931e-05 | 0.00018797 | 0.00011416 | 0.33678 | 0.22343 | 0.9042 | 0.12868 | 0.38385 | 0.0084813 | 0.0033874
5412 | 1 | 0.00012108 | 0 | 0.00032942 | 0.00020677 | 0.00011416 | 0.35665 | 0.24961 | 0.919 | 0.14098 | 0.37182 | 0.0013373 | 0.36273
5413 | 1 | 0.00011383 | 0 | 0.00045923 | 0.00018797 | 0.00011416 | 0.35503 | 0.2757 | 0.901 | 0.11066 | 0.35214 | 0.0055087 | 0.35108
5414 | 1 | 0.00011036 | 0 | 0.0004388 | 0.00019032 | 0.00011416 | 0.32693 | 0.29422 | 0.8619 | 0.10385 | 0.34778 | 0.032163 | 0.34721
5415 | 1 | 0.00010332 | 0 | 0.00030899 | 0.00021382 | 0.00011416 | 0.29188 | 0.30615 | 0.8353 | 0.098856 | 0.34448 | 0.038714 | 0.27996
5416 | 1 | 0.00010075 | 0 | 0.00010129 | 0.00022322 | 0.00011416 | 0.23857 | 0.33097 | 0.8219 | 0.099343 | 0.36194 | 0.026558 | 0.20438
5417 | 1 | 0.00010034 | 0 | 0 | 0.00022322 | 0.00011416 | 0.15248 | 0.33204 | 0.8108 | 0.12637 | 0.38171 | 0.0081223 | 0.25655
5418 | 1 | 0.00010126 | 0 | 0 | 0.00016448 | 0.00011416 | 0.068163 | 0.31003 | 0.7761 | 0.13538 | 0.3886 | 0.00077858 | 0.17013
5419 | 1 | 0.00010065 | 0 | 0 | 0.00011748 | 0.00011416 | 0.018575 | 0.27056 | 0.7149 | 0.1047 | 0.37473 | 2.7661e-05 | 0.072083
5420 | 1 | 9.1764e-05 | 0 | 0 | 8.8113e-05 | 0.00011416 | 0.0062995 | 0.26406 | 0.6656 | 0.10251 | 0.37134 | 0.0071183 | 0
5421 | 1 | 9.2535e-05 | 0 | 0 | 5.8742e-05 | 0.00011416 | 0 | 0.25272 | 0.5872 | 0.14646 | 0.36853 | 0.018018 | 0
5422 | 1 | 9.8288e-05 | 0 | 0 | 3.7595e-05 | 0.00011416 | 0 | 0.24147 | 0.5803 | 0.11663 | 0.37066 | 0.016797 | 0
5423 | 1 | 0.00010138 | 0 | 0 | 2.3497e-05 | 0.00011416 | 0 | 0.23284 | 0.5858 | 0.064159 | 0.34565 | 0.0097796 | 0
5424 | 1 | 8.0429e-05 | 5.645e-06 | 0 | 9.3987e-06 | 0.00011416 | 0 | 0.2242 | 0.5149 | 0.019966 | 0.32054 | 0.0013373 | 0
5425 | 1 | 6.4729e-05 | 1.3049e-05 | 0 | 5.8742e-06 | 0.00011416 | 0 | 0.22983 | 0.4961 | 0.011079 | 0.30493 | 0.0081022 | 0
5426 | 1 | 5.4704e-05 | 1.9205e-05 | 0 | 2.3497e-06 | 0.00011416 | 0 | 0.23623 | 0.4756 | 0.012174 | 0.30493 | 0.044193 | 0
5427 | 1 | 4.1012e-05 | 2.485e-05 | 0 | 1.1748e-06 | 0.00011416 | 0 | 0.23303 | 0.4727 | 0.011079 | 0.29979 | 0.053873 | 0
5428 | 1 | 3.4483e-05 | 2.9861e-05 | 0 | 1.4098e-05 | 0.00011416 | 0 | 0.22779 | 0.4566 | 0.012174 | 0.28883 | 0.036217 | 0
5429 | 1 | 3.331e-05 | 3.43e-05 | 0 | 3.7595e-05 | 0.00011416 | 0.0048457 | 0.23817 | 0.4274 | 0.022523 | 0.29213 | 0.010974 | 0
5430 | 1 | 3.6166e-05 | 3.0005e-05 | 0 | 9.3987e-05 | 0.00011416 | 0.02326 | 0.23041 | 0.3655 | 0.049063 | 0.29678 | 0.00085063 | 0
5431 | 1 | 4.1721e-05 | 1.7467e-05 | 0 | 0.0001821 | 0.00011416 | 0.079309 | 0.22401 | 0.2726 | 0.063063 | 0.30648 | 0.00013621 | 0
5432 | 1 | 5.7223e-05 | 0 | 0 | 0.0001586 | 0.00011416 | 0.15797 | 0.23555 | 0.2984 | 0.046628 | 0.31258 | 0.011287 | 0.0025183
5433 | 1 | 6.9042e-05 | 0 | 0 | 0.00014685 | 0.00011416 | 0.24503 | 0.25989 | 0.2614 | 0.067568 | 0.31734 | 0.024803 | 0.01589
5434 | 1 | 7.6915e-05 | 0 | 0 | 0.00016448 | 0.00011416 | 0.31497 | 0.2725 | 0.2221 | 0.089116 | 0.32102 | 0.021325 | 0.12001
5435 | 1 | 8.2017e-05 | 0 | 0 | 0.00018797 | 0.00011416 | 0.34696 | 0.26881 | 0.1904 | 0.099708 | 0.34128 | 0.011204 | 0.0033986
5436 | 1 | 9.1577e-05 | 0 | 0 | 0.00020677 | 0.00011416 | 0.38701 | 0.27066 | 0.1711 | 0.084977 | 0.33934 | 0.0013373 | 0.033217
5437 | 1 | 8.6368e-05 | 0 | 0 | 0.00018797 | 0.00011416 | 0.39364 | 0.24719 | 0.1633 | 0.059533 | 0.33411 | 0.01376 | 0.1214
5438 | 1 | 7.8914e-05 | 0 | 0 | 0.00019032 | 0.00011416 | 0.38556 | 0.23497 | 0.1623 | 0.061237 | 0.33333 | 0.069123 | 0.39784
5439 | 1 | 7.228e-05 | 0 | 0 | 0.00021382 | 0.00011416 | 0.35196 | 0.21926 | 0.1711 | 0.057219 | 0.35166 | 0.08559 | 0.35225
5440 | 1 | 6.805e-05 | 0 | 0 | 0.00022322 | 0.00011416 | 0.29914 | 0.19317 | 0.1852 | 0.070002 | 0.35748 | 0.056119 | 0.10128
5441 | 1 | 6.7009e-05 | 0 | 0 | 0.00022322 | 0.00011416 | 0.20142 | 0.17329 | 0.201 | 0.061115 | 0.36106 | 0.016808 | 0.18431
5442 | 1 | 7.1543e-05 | 0 | 0 | 0.00016448 | 0.00011416 | 0.10095 | 0.15681 | 0.2098 | 0.055758 | 0.36097 | 0.00097493 | 0.2401
5443 | 1 | 7.5349e-05 | 0 | 0 | 0.00011748 | 0.00011416 | 0.035374 | 0.14323 | 0.2142 | 0.070124 | 0.36097 | 0.00062252 | 0.081655
5444 | 1 | 7.0194e-05 | 1.0145e-05 | 0 | 8.8113e-05 | 0.00011416 | 0.019383 | 0.13218 | 0.2638 | 0.1092 | 0.3631 | 0.020896 | 0
5445 | 1 | 7.0659e-05 | 2.4748e-05 | 0 | 5.8742e-05 | 0.00011416 | 0 | 0.13111 | 0.2867 | 0.16837 | 0.35932 | 0.038885 | 0
5446 | 1 | 7.5369e-05 | 3.9004e-05 | 0 | 3.7595e-05 | 0.00011416 | 0 | 0.12946 | 0.2841 | 0.1523 | 0.34061 | 0.030151 | 0
5447 | 1 | 7.5781e-05 | 5.2176e-05 | 0 | 2.3497e-05 | 0.00011416 | 0 | 0.12849 | 0.3143 | 0.076942 | 0.32781 | 0.01376 | 0
5448 | 1 | 5.675e-05 | 6.3916e-05 | 0 | 9.3987e-06 | 0.00011416 | 0 | 0.12481 | 0.3598 | 0.030436 | 0.30764 | 0.0013373 | 0
5449 | 1 | 4.1035e-05 | 7.404e-05 | 0 | 5.8742e-06 | 0.00011416 | 0 | 0.12005 | 0.3669 | 0.014609 | 0.28272 | 0.020473 | 0
5450 | 1 | 3.011e-05 | 8.306e-05 | 0 | 2.3497e-06 | 0.00011416 | 0 | 0.11928 | 0.3375 | 0.014244 | 0.27952 | 0.097428 | 0
5451 | 1 | 1.619e-05 | 9.0607e-05 | 0 | 1.1748e-06 | 0.00011416 | 0 | 0.11647 | 0.2984 | 0.013879 | 0.2802 | 0.12191 | 0
5452 | 1 | 9.3964e-06 | 9.6947e-05 | 0 | 1.4098e-05 | 0.00011416 | 0 | 0.11288 | 0.2577 | 0.015827 | 0.27089 | 0.0786 | 0
5453 | 1 | 7.4222e-06 | 0.00010184 | 0 | 3.7595e-05 | 0.00011416 | 0.018737 | 0.10948 | 0.2176 | 0.024957 | 0.27148 | 0.023356 | 0
5454 | 1 | 1.2829e-05 | 8.3285e-05 | 0 | 9.3987e-05 | 0.00011416 | 0.042804 | 0.10522 | 0.1842 | 0.019601 | 0.27535 | 0.0010931 | 0
5455 | 1 | 2.4008e-05 | 4.5938e-05 | 0 | 0.0001821 | 0.00011416 | 0.13229 | 0.098332 | 0.0916 | 0.029462 | 0.28214 | 0.0015239 | 0
5456 | 1 | 4.6658e-05 | 1.759e-06 | 0 | 0.0001586 | 0.00011416 | 0.26894 | 0.090865 | 0.0679 | 0.02654 | 0.28389 | 0.032819 | 0.079203
5457 | 1 | 5.903e-05 | 0 | 0 | 0.00014685 | 0.00011416 | 0.3988 | 0.093289 | 0.0473 | 0.038106 | 0.29465 | 0.054893 | 0.2757
5458 | 1 | 6.8382e-05 | 0 | 0 | 0.00016448 | 0.00011416 | 0.46083 | 0.088635 | 0.0257 | 0.072316 | 0.30619 | 0.039629 | 0.51053
5459 | 1 | 7.4299e-05 | 0 | 0 | 0.00018797 | 0.00011416 | 0.50848 | 0.0609 | 0.0101 | 0.080351 | 0.31792 | 0.016293 | 0.67751
5460 | 1 | 8.2942e-05 | 0 | 0 | 0.00020677 | 0.00011416 | 0.52027 | 0.053045 | 0.0044 | 0.054054 | 0.31617 | 0.0013373 | 0.84492
5461 | 1 | 7.6202e-05 | 0 | 0 | 0.00018797 | 0.00011416 | 0.51268 | 0.050718 | 0.0117 | 0.04955 | 0.30551 | 0.030472 | 0.97114
5462 | 1 | 6.9206e-05 | 0 | 0 | 0.00019032 | 0.00011416 | 0.47375 | 0.05256 | 0.0383 | 0.034697 | 0.27981 | 0.13818 | 0.95139
5463 | 1 | 6.2287e-05 | 0 | 0 | 0.00021382 | 0.00011416 | 0.39977 | 0.059057 | 0.0752 | 0.027879 | 0.2867 | 0.17455 | 0.90464
5464 | 1 | 5.771e-05 | 0 | 0 | 0.00022322 | 0.00011416 | 0.30803 | 0.065458 | 0.0916 | 0.022766 | 0.28437 | 0.11084 | 0.79837
5465 | 1 | 5.7898e-05 | 0 | 0 | 0.00022322 | 0.00011416 | 0.1864 | 0.066621 | 0.1114 | 0.023253 | 0.27943 | 0.032701 | 0.56451
5466 | 1 | 6.4128e-05 | 0 | 0 | 0.00016448 | 0.00011416 | 0.07834 | 0.065749 | 0.1465 | 0.023618 | 0.28844 | 0.0012395 | 0.35705
5467 | 1 | 7.1374e-05 | 0 | 0 | 0.00011748 | 0.00011416 | 0.018091 | 0.06924 | 0.221 | 0.030314 | 0.28912 | 0.0033087 | 0.12717
5468 | 1 | 7.2506e-05 | 0 | 0 | 8.8113e-05 | 0.00011416 | 0.0059764 | 0.082525 | 0.332 | 0.074872 | 0.30541 | 0.051184 | 0
5469 | 1 | 7.5559e-05 | 1.0022e-05 | 0 | 5.8742e-05 | 0.00011416 | 0 | 0.10085 | 0.394 | 0.10933 | 0.30686 | 0.077965 | 0
5470 | 1 | 7.9717e-05 | 2.2212e-05 | 0 | 3.7595e-05 | 0.00011416 | 0 | 0.11259 | 0.407 | 0.099586 | 0.29348 | 0.052679 | 0
5471 | 1 | 7.949e-05 | 3.34e-05 | 0 | 2.3497e-05 | 0.00011416 | 0 | 0.10444 | 0.4186 | 0.059046 | 0.29339 | 0.019547 | 0
5472 | 1 | 5.9771e-05 | 4.3524e-05 | 0 | 9.3987e-06 | 0.00011416 | 0 | 0.094065 | 0.3983 | 0.046262 | 0.28951 | 0.0013373 | 0
5473 | 1 | 4.461e-05 | 5.2217e-05 | 0 | 5.8742e-06 | 0.00011416 | 0 | 0.089119 | 0.364 | 0.044923 | 0.2899 | 0.04329 | 0
5474 | 1 | 3.5165e-05 | 5.9355e-05 | 0 | 2.3497e-06 | 0.00011416 | 0 | 0.086113 | 0.3157 | 0.025444 | 0.2803 | 0.18897 | 0
5475 | 1 | 2.3482e-05 | 6.5593e-05 | 0 | 1.1748e-06 | 0.00011416 | 0 | 0.085919 | 0.2739 | 0.023131 | 0.27535 | 0.2405 | 0
5476 | 1 | 2.029e-05 | 7.1892e-05 | 0 | 1.4098e-05 | 0.00011416 | 0 | 0.081749 | 0.2407 | 0.027027 | 0.28049 | 0.15088 | 0
5477 | 1 | 2.5842e-05 | 7.7967e-05 | 0 | 3.7595e-05 | 0.00011416 | 0.0054918 | 0.087762 | 0.2198 | 0.075724 | 0.28583 | 0.044255 | 0
5478 | 1 | 4.1929e-05 | 6.4529e-05 | 0 | 9.3987e-05 | 0.00011416 | 0.030044 | 0.089119 | 0.2142 | 0.074385 | 0.3026 | 0.0013984 | 0
5479 | 1 | 6.2906e-05 | 3.0761e-05 | 0 | 0.0001821 | 0.00011416 | 0.11775 | 0.069434 | 0.125 | 0.094473 | 0.30318 | 0.006123 | 0
5480 | 1 | 8.8344e-05 | 0 | 0 | 0.0001586 | 0.00011416 | 0.25521 | 0.058379 | 0.1024 | 0.10689 | 0.31704 | 0.07537 | 0.078568
5481 | 1 | 0.00010092 | 0 | 0 | 0.00014685 | 0.00011416 | 0.38637 | 0.070791 | 0.1084 | 0.11395 | 0.32315 | 0.10674 | 0.25487
5482 | 1 | 0.00010729 | 0 | 0 | 0.00016448 | 0.00011416 | 0.48296 | 0.072343 | 0.1091 | 0.13696 | 0.325 | 0.068319 | 0.36359
5483 | 1 | 0.00011233 | 0 | 0 | 0.00018797 | 0.00011416 | 0.53578 | 0.071567 | 0.0959 | 0.14792 | 0.32538 | 0.023208 | 0.70335
5484 | 1 | 0.00012021 | 0 | 0 | 0.00020677 | 0.00011416 | 0.5403 | 0.075737 | 0.0855 | 0.13806 | 0.33605 | 0.0013373 | 0.86079
5485 | 1 | 0.00011632 | 0 | 0 | 0.00018797 | 0.00011416 | 0.49265 | 0.087374 | 0.0746 | 0.1478 | 0.33411 | 0.059277 | 0.9356
5486 | 1 | 0.00011207 | 0 | 0 | 0.00019032 | 0.00011416 | 0.44985 | 0.094744 | 0.0656 | 0.12077 | 0.32344 | 0.25088 | 0.31709
5487 | 1 | 0.00010565 | 0 | 0 | 0.00021382 | 0.00011416 | 0.38249 | 0.096102 | 0.0644 | 0.10835 | 0.32247 | 0.32128 | 0.4014
5488 | 1 | 9.9883e-05 | 0 | 0 | 0.00022322 | 0.00011416 | 0.29462 | 0.099205 | 0.0727 | 0.10519 | 0.32131 | 0.19955 | 0.75384
5489 | 1 | 9.745e-05 | 0 | 0 | 0.00022322 | 0.00011416 | 0.18753 | 0.10289 | 0.0752 | 0.12333 | 0.31152 | 0.058253 | 0.56249
5490 | 1 | 0.00010075 | 0 | 0 | 0.00016448 | 0.00011416 | 0.079632 | 0.098623 | 0.0903 | 0.19722 | 0.31821 | 0.0015704 | 0.35474
5491 | 1 | 0.00010333 | 0 | 0 | 0.00011748 | 0.00011416 | 0.019383 | 0.080586 | 0.1169 | 0.15108 | 0.32403 | 0.010201 | 0.087594
5492 | 1 | 9.6228e-05 | 5.5223e-07 | 0 | 8.8113e-05 | 0.00011416 | 0.0062995 | 0.071858 | 0.1317 | 0.14731 | 0.32703 | 0.10618 | 0
5493 | 1 | 9.2761e-05 | 1.4481e-05 | 0 | 5.8742e-05 | 0.00011416 | 0 | 0.068755 | 0.1351 | 0.16874 | 0.32781 | 0.14184 | 0
5494 | 1 | 9.4328e-05 | 2.6405e-05 | 0 | 3.7595e-05 | 0.00011416 | 0 | 0.067106 | 0.13 | 0.12138 | 0.33304 | 0.086783 | 0
5495 | 1 | 9.3941e-05 | 3.6509e-05 | 0 | 2.3497e-05 | 0.00011416 | 0 | 0.067009 | 0.1283 | 0.10153 | 0.31714 | 0.0273 | 0
5496 | 1 | 7.3062e-05 | 4.4915e-05 | 0 | 9.3987e-06 | 0.00011416 | 0 | 0.061482 | 0.1217 | 0.10214 | 0.31608 | 0.0013373 | 0
5497 | 1 | 5.7877e-05 | 5.2258e-05 | 0 | 5.8742e-06 | 0.00011416 | 0 | 0.056245 | 0.1145 | 0.083759 | 0.30851 | 0.07614 | 0
5498 | 1 | 4.9001e-05 | 5.9212e-05 | 0 | 2.3497e-06 | 0.00011416 | 0 | 0.055663 | 0.1107 | 0.043462 | 0.30648 | 0.31504 | 0
5499 | 1 | 3.6726e-05 | 6.5102e-05 | 0 | 1.1748e-06 | 0.00011416 | 0 | 0.055954 | 0.1145 | 0.043341 | 0.30638 | 0.40529 | 0
5500 | 1 | 3.1955e-05 | 7.0461e-05 | 0 | 1.4098e-05 | 0.00011416 | 0 | 0.055663 | 0.1185 | 0.045289 | 0.31103 | 0.24989 | 0
5501 | 1 | 3.686e-05 | 7.494e-05 | 0 | 3.7595e-05 | 0.00011416 | 0.0053303 | 0.057021 | 0.1225 | 0.079985 | 0.31016 | 0.07269 | 0
5502 | 1 | 5.2208e-05 | 6.228e-05 | 0 | 9.3987e-05 | 0.00011416 | 0.027782 | 0.058282 | 0.1193 | 0.092768 | 0.30522 | 0.0017319 | 0
5503 | 1 | 7.2005e-05 | 3.115e-05 | 0 | 0.0001821 | 0.00011416 | 0.10838 | 0.052075 | 0.0561 | 0.11054 | 0.30706 | 0.014991 | 0
5504 | 1 | 9.719e-05 | 0 | 0 | 0.0001586 | 0.00011416 | 0.24003 | 0.04519 | 0.0177 | 0.097638 | 0.30163 | 0.1392 | 0
5505 | 1 | 0.0001096 | 0 | 0 | 0.00014685 | 0.00011416 | 0.36488 | 0.044026 | 0.0058 | 0.10105 | 0.30919 | 0.17824 | 0
5506 | 1 | 0.00011514 | 0 | 0 | 0.00016448 | 0.00011416 | 0.43838 | 0.04519 | 0.0026 | 0.09983 | 0.31433 | 0.10544 | 0.0071091
5507 | 1 | 0.00011913 | 0 | 0 | 0.00018797 | 0.00011416 | 0.50832 | 0.045384 | 0.0078 | 0.12065 | 0.32596 | 0.031253 | 0
5508 | 1 | 0.00012609 | 0 | 0 | 0.00020677 | 0.00011416 | 0.50428 | 0.044414 | 0.0229 | 0.11919 | 0.32732 | 0.0013373 | 0
5509 | 1 | 0.00012199 | 0 | 0 | 0.00018797 | 0.00011416 | 0.48037 | 0.046063 | 0.0561 | 0.10531 | 0.32403 | 0.092915 | 0.019823
5510 | 1 | 0.00011763 | 0 | 0 | 0.00019032 | 0.00011416 | 0.44452 | 0.048681 | 0.1024 | 0.098125 | 0.31957 | 0.37805 | 0.81275
5511 | 1 | 0.00010964 | 0 | 0 | 0.00021382 | 0.00011416 | 0.39929 | 0.055081 | 0.1456 | 0.089847 | 0.32189 | 0.48802 | 0.092185
5512 | 1 | 0.00010412 | 0 | 0 | 0.00022322 | 0.00011416 | 0.33145 | 0.057118 | 0.1741 | 0.10226 | 0.33295 | 0.29924 | 0.56859
5513 | 1 | 0.00010208 | 0 | 0 | 0.00022322 | 0.00011416 | 0.2326 | 0.057118 | 0.2087 | 0.12929 | 0.33876 | 0.086816 | 0.56051
5514 | 1 | 0.00010573 | 0 | 0 | 0.00016448 | 0.00011416 | 0.12195 | 0.057021 | 0.2577 | 0.13465 | 0.34904 | 0.0018789 | 0.29639
5515 | 1 | 0.00010736 | 0 | 0 | 0.00011748 | 0.00011416 | 0.059441 | 0.057797 | 0.3293 | 0.11553 | 0.35011 | 0.020128 | 0.084964
5516 | 1 | 9.9411e-05 | 0 | 0 | 8.8113e-05 | 0.00011416 | 0 | 0.062742 | 0.4157 | 0.1103 | 0.34642 | 0.17244 | 0
5517 | 1 | 9.7141e-05 | 1.2374e-05 | 0 | 5.8742e-05 | 0.00011416 | 0 | 0.069822 | 0.4288 | 0.12467 | 0.34313 | 0.214 | 0
5518 | 1 | 9.8421e-05 | 2.5096e-05 | 0 | 3.7595e-05 | 0.00011416 | 0 | 0.07467 | 0.3542 | 0.10397 | 0.32461 | 0.12342 | 0
5519 | 1 | 9.6676e-05 | 3.747e-05 | 0 | 2.3497e-05 | 0.00011416 | 0 | 0.07564 | 0.2516 | 0.085707 | 0.29824 | 0.03493 | 0
5520 | 1 | 7.4649e-05 | 4.9108e-05 | 0 | 9.3987e-06 | 0.00011416 | 0 | 0.075543 | 0.176 | 0.083272 | 0.29504 | 0.0013373 | 0
5521 | 1 | 5.8467e-05 | 5.9743e-05 | 0 | 5.8742e-06 | 0.00011416 | 0 | 0.076028 | 0.1107 | 0.074629 | 0.30299 | 0.11199 | 0
5522 | 1 | 4.8901e-05 | 6.8927e-05 | 0 | 2.3497e-06 | 0.00011416 | 0 | 0.073216 | 0.0715 | 0.061602 | 0.30163 | 0.44895 | 0
5523 | 1 | 3.5398e-05 | 7.7006e-05 | 0 | 1.1748e-06 | 0.00011416 | 0 | 0.068755 | 0.0534 | 0.056002 | 0.29824 | 0.58129 | 0
5524 | 1 | 2.9906e-05 | 8.4451e-05 | 0 | 1.4098e-05 | 0.00011416 | 0 | 0.067591 | 0.0524 | 0.055393 | 0.29562 | 0.3547 | 0
5525 | 1 | 3.4326e-05 | 9.0934e-05 | 0 | 3.7595e-05 | 0.00011416 | 0.041512 | 0.06633 | 0.0721 | 0.10908 | 0.2962 | 0.10266 | 0
5526 | 1 | 5.0908e-05 | 7.1831e-05 | 0 | 9.3987e-05 | 0.00011416 | 0.063641 | 0.062355 | 0.0803 | 0.12381 | 0.29009 | 0.0020339 | 0
5527 | 1 | 7.3141e-05 | 3.0925e-05 | 0 | 0.0001821 | 0.00011416 | 0.14521 | 0.056439 | 0.0777 | 0.15206 | 0.30405 | 0.026323 | 0
5528 | 1 | 9.7773e-05 | 0 | 0 | 0.0001586 | 0.00011416 | 0.28396 | 0.047614 | 0.1122 | 0.17324 | 0.32315 | 0.21058 | 0.013026
5529 | 1 | 0.00010969 | 0 | 0 | 0.00014685 | 0.00011416 | 0.41722 | 0.046354 | 0.1334 | 0.1775 | 0.32635 | 0.25424 | 0.1946
5530 | 1 | 0.00011574 | 0 | 0 | 0.00016448 | 0.00011416 | 0.51123 | 0.05256 | 0.1217 | 0.16813 | 0.33198 | 0.14333 | 0.39488
5531 | 1 | 0.00012053 | 0 | 0 | 0.00018797 | 0.00011416 | 0.5592 | 0.059251 | 0.1145 | 0.18018 | 0.33353 | 0.038885 | 0.055391
5532 | 1 | 0.00012402 | 0 | 0.00018301 | 0.00020677 | 0.00011416 | 0.57051 | 0.062645 | 0.1447 | 0.14804 | 0.32693 | 0.0013373 | 0.53657
5533 | 1 | 0.00011642 | 0 | 0.00038134 | 0.00018797 | 0.00011416 | 0.54628 | 0.064488 | 0.2187 | 0.1198 | 0.32626 | 0.12975 | 0
5534 | 1 | 0.00011143 | 0 | 0.00049072 | 0.00019032 | 0.00011416 | 0.50267 | 0.068173 | 0.301 | 0.11152 | 0.32916 | 0.51439 | 0.39633
5535 | 1 | 0.00010393 | 0 | 0.00049583 | 0.00021382 | 0.00011416 | 0.44145 | 0.071276 | 0.364 | 0.11773 | 0.32752 | 0.66754 | 0
5536 | 1 | 9.9981e-05 | 0 | 0.00037113 | 0.00022322 | 0.00011416 | 0.35955 | 0.073216 | 0.3711 | 0.12649 | 0.33324 | 0.40584 | 0.43528
5537 | 1 | 0.00010103 | 0 | 0.00011577 | 0.00022322 | 0.00011416 | 0.24229 | 0.075155 | 0.3389 | 0.15973 | 0.34739 | 0.11725 | 0
5538 | 1 | 0.00010596 | 0 | 0 | 0.00016448 | 0.00011416 | 0.12163 | 0.073507 | 0.3024 | 0.16435 | 0.36591 | 0.0021695 | 0
5539 | 1 | 0.00010825 | 0 | 0 | 0.00011748 | 0.00011416 | 0.056211 | 0.073022 | 0.2713 | 0.15644 | 0.35408 | 0.032364 | 0.010497
5540 | 1 | 0.00010126 | 0 | 0 | 8.8113e-05 | 0.00011416 | 0 | 0.08524 | 0.2614 | 0.1422 | 0.34594 | 0.24637 | 0
5541 | 1 | 0.00010271 | 0 | 0 | 5.8742e-05 | 0.00011416 | 0 | 0.098623 | 0.2337 | 0.11687 | 0.33954 | 0.2914 | 0
5542 | 1 | 0.00010664 | 0 | 0 | 3.7595e-05 | 0.00011416 | 0 | 0.10997 | 0.2109 | 0.11894 | 0.32063 | 0.16147 | 0
5543 | 1 | 0.00010783 | 2.2294e-06 | 0 | 2.3497e-05 | 0.00011416 | 0 | 0.11404 | 0.2176 | 0.11079 | 0.30085 | 0.0424 | 0
5544 | 1 | 8.6987e-05 | 1.2231e-05 | 0 | 9.3987e-06 | 0.00011416 | 0 | 0.10929 | 0.2407 | 0.096664 | 0.28553 | 0.0013373 | 0
5545 | 1 | 7.1065e-05 | 2.1251e-05 | 0 | 5.8742e-06 | 0.00011416 | 0 | 0.10144 | 0.2626 | 0.081446 | 0.28922 | 0.14125 | 0
5546 | 1 | 6.207e-05 | 2.7591e-05 | 0 | 2.3497e-06 | 0.00011416 | 0 | 0.090962 | 0.2638 | 0.050158 | 0.2929 | 0.55656 | 0
5547 | 1 | 5.0469e-05 | 3.2234e-05 | 0 | 1.1748e-06 | 0.00011416 | 0 | 0.075543 | 0.2651 | 0.054419 | 0.2899 | 0.72317 | 0
5548 | 1 | 4.5666e-05 | 3.747e-05 | 0 | 1.4098e-05 | 0.00011416 | 0 | 0.068852 | 0.2676 | 0.064524 | 0.28592 | 0.43876 | 0
5549 | 1 | 5.0543e-05 | 4.3381e-05 | 0 | 3.7595e-05 | 0.00011416 | 0.042481 | 0.065749 | 0.2614 | 0.14061 | 0.28786 | 0.12664 | 0
5550 | 1 | 6.5615e-05 | 3.0741e-05 | 0 | 9.3987e-05 | 0.00011416 | 0.062833 | 0.06313 | 0.2626 | 0.17373 | 0.31006 | 0.0022536 | 0
5551 | 1 | 8.5385e-05 | 0 | 0 | 0.0001821 | 0.00011416 | 0.14246 | 0.054888 | 0.1957 | 0.18834 | 0.31957 | 0.036398 | 0
5552 | 1 | 0.0001005 | 0 | 0 | 0.0001586 | 0.00011416 | 0.27233 | 0.047227 | 0.1862 | 0.19601 | 0.31898 | 0.26967 | 0
5553 | 1 | 0.00011273 | 0 | 0 | 0.00014685 | 0.00011416 | 0.39186 | 0.045287 | 0.1731 | 0.1859 | 0.32723 | 0.31535 | 0.029506
5554 | 1 | 0.00011925 | 0 | 0 | 0.00016448 | 0.00011416 | 0.48813 | 0.048002 | 0.1614 | 0.17227 | 0.32199 | 0.17305 | 0
5555 | 1 | 0.00012323 | 0 | 4.6391e-05 | 0.00018797 | 0.00011416 | 0.54369 | 0.049748 | 0.1557 | 0.1534 | 0.33004 | 0.044607 | 0
5556 | 1 | 0.00012283 | 0 | 0.00042773 | 0.00020677 | 0.00011416 | 0.57325 | 0.052366 | 0.1539 | 0.14475 | 0.32577 | 0.0013373 | 0.2349
5557 | 1 | 0.00011424 | 0 | 0.00074226 | 0.00018797 | 0.00011416 | 0.5676 | 0.051009 | 0.1474 | 0.16691 | 0.30686 | 0.15342 | 0.014653
5558 | 1 | 0.00010847 | 0 | 0.0009806 | 0.00019032 | 0.00011416 | 0.53804 | 0.05033 | 0.1325 | 0.14865 | 0.31491 | 0.60096 | 0
5559 | 1 | 0.00010056 | 0 | 0.001067 | 0.00021382 | 0.00011416 | 0.47359 | 0.048487 | 0.1169 | 0.11955 | 0.31578 | 0.7818 | 0.091628
5560 | 1 | 9.7034e-05 | 0 | 0.00099635 | 0.00022322 | 0.00011416 | 0.37377 | 0.046839 | 0.0966 | 0.12783 | 0.31908 | 0.47341 | 0.015099
5561 | 1 | 9.7792e-05 | 0 | 0.00077205 | 0.00022322 | 0.00011416 | 0.24487 | 0.04713 | 0.0771 | 0.18761 | 0.35457 | 0.13651 | 0.0047023
5562 | 1 | 0.00010693 | 0 | 0.00031793 | 0.00016448 | 0.00011416 | 0.12292 | 0.043445 | 0.0616 | 0.1926 | 0.36465 | 0.0023399 | 0.25439
5563 | 1 | 0.00011234 | 0 | 0 | 0.00011748 | 0.00011416 | 0.055241 | 0.043735 | 0.0656 | 0.19272 | 0.35631 | 0.040754 | 0.14628
5564 | 1 | 0.00010459 | 0 | 0 | 8.8113e-05 | 0.00011416 | 0 | 0.050427 | 0.0673 | 0.18395 | 0.35796 | 0.29439 | 0
5565 | 1 | 0.00010526 | 0 | 0 | 5.8742e-05 | 0.00011416 | 0 | 0.056536 | 0.0561 | 0.21512 | 0.33401 | 0.34057 | 0
5566 | 1 | 0.00010936 | 0 | 0 | 3.7595e-05 | 0.00011416 | 0 | 0.0577 | 0.0508 | 0.19649 | 0.32839 | 0.18518 | 0
5567 | 1 | 0.00011188 | 0 | 0 | 2.3497e-05 | 0.00011416 | 0 | 0.056924 | 0.0488 | 0.093864 | 0.30987 | 0.04689 | 0
5568 | 1 | 9.3113e-05 | 0 | 0 | 9.3987e-06 | 0.00011416 | 0 | 0.056924 | 0.0415 | 0.075603 | 0.26488 | 0.0013373 | 0
5569 | 1 | 7.802e-05 | 3.9474e-06 | 0 | 5.8742e-06 | 0.00011416 | 0 | 0.056148 | 0.0307 | 0.067568 | 0.2421 | 0.15763 | 0
5570 | 1 | 6.849e-05 | 1.0881e-05 | 0 | 2.3497e-06 | 0.00011416 | 0 | 0.053142 | 0.0315 | 0.056489 | 0.25005 | 0.61627 | 0
5571 | 1 | 5.5979e-05 | 1.7201e-05 | 0 | 1.1748e-06 | 0.00011416 | 0 | 0.050718 | 0.0513 | 0.047845 | 0.25402 | 0.80203 | 0
5572 | 1 | 5.0088e-05 | 2.4196e-05 | 0 | 1.4098e-05 | 0.00011416 | 0 | 0.050233 | 0.0673 | 0.058559 | 0.25771 | 0.48536 | 0
5573 | 1 | 5.3357e-05 | 3.2193e-05 | 0 | 3.7595e-05 | 0.00011416 | 0.0051688 | 0.05353 | 0.0627 | 0.069028 | 0.25567 | 0.13991 | 0
5574 | 1 | 6.9889e-05 | 1.5585e-05 | 0 | 9.3987e-05 | 0.00011416 | 0.028913 | 0.052851 | 0.0534 | 0.083759 | 0.26353 | 0.0023692 | 0
5575 | 1 | 8.4585e-05 | 0 | 0 | 0.0001821 | 0.00011416 | 0.12421 | 0.04713 | 0.0311 | 0.12004 | 0.27283 | 0.04228 | 0
5576 | 1 | 0.00010082 | 0 | 0 | 0.0001586 | 0.00011416 | 0.28606 | 0.037238 | 0.012 | 0.13538 | 0.28602 | 0.30296 | 0
5577 | 1 | 0.00011045 | 0 | 0.00024515 | 0.00014685 | 0.00011416 | 0.43854 | 0.038305 | 0.0199 | 0.12747 | 0.29688 | 0.34926 | 0
5578 | 1 | 0.00010707 | 0 | 0.001061 | 0.00016448 | 0.00011416 | 0.54628 | 0.041311 | 0.0402 | 0.14122 | 0.30376 | 0.18935 | 0
5579 | 1 | 0.00010459 | 0 | 0.0016135 | 0.00018797 | 0.00011416 | 0.60814 | 0.042475 | 0.0604 | 0.15425 | 0.29542 | 0.047668 | 0
5580 | 1 | 0.00010551 | 0 | 0.0020191 | 0.00020677 | 0.00011416 | 0.63108 | 0.040729 | 0.0796 | 0.11152 | 0.28069 | 0.0013373 | 0
5581 | 1 | 9.7108e-05 | 0 | 0.0022936 | 0.00018797 | 0.00011416 | 0.62381 | 0.038014 | 0.0923 | 0.10713 | 0.27264 | 0.15342 | 0
5582 | 1 | 9.2399e-05 | 0 | 0.0024366 | 0.00019032 | 0.00011416 | 0.5789 | 0.03685 | 0.0952 | 0.1103 | 0.26789 | 0.60096 | 0.094001
5583 | 1 | 8.553e-05 | 0 | 0.0024434 | 0.00021382 | 0.00011416 | 0.51769 | 0.037335 | 0.0869 | 0.112 | 0.28049 | 0.7818 | 0
5584 | 1 | 8.17e-05 | 0 | 0.0023293 | 0.00022322 | 0.00011416 | 0.4009 | 0.036559 | 0.0691 | 0.12089 | 0.28854 | 0.47341 | 0
5585 | 1 | 8.2961e-05 | 0 | 0.0020565 | 0.00022322 | 0.00011416 | 0.2565 | 0.036947 | 0.042 | 0.12795 | 0.30493 | 0.13651 | 0.056895
5586 | 1 | 9.2582e-05 | 0 | 0.0014879 | 0.00016448 | 0.00011416 | 0.11258 | 0.037141 | 0.0171 | 0.1422 | 0.3249 | 0.0023399 | 0.024927
5587 | 1 | 0.00010706 | 0 | 0.00031197 | 0.00011748 | 0.00011416 | 0.038766 | 0.045772 | 0.0034 | 0.16009 | 0.31608 | 0.040754 | 0.0859
5588 | 1 | 0.00010291 | 0 | 0 | 8.8113e-05 | 0.00011416 | 0 | 0.074767 | 0.0199 | 0.17032 | 0.30667 | 0.29439 | 0
5589 | 1 | 0.00010566 | 0 | 0 | 5.8742e-05 | 0.00011416 | 0 | 0.10696 | 0.0662 | 0.21853 | 0.30754 | 0.34057 | 0
5590 | 1 | 0.00011072 | 0 | 0 | 3.7595e-05 | 0.00011416 | 0 | 0.13751 | 0.1438 | 0.18773 | 0.31346 | 0.18518 | 0
5591 | 1 | 0.0001129 | 0 | 0 | 2.3497e-05 | 0.00011416 | 0 | 0.15186 | 0.2337 | 0.084003 | 0.26925 | 0.04689 | 0
5592 | 1 | 9.3465e-05 | 0 | 0 | 9.3987e-06 | 0.00011416 | 0 | 0.15176 | 0.3265 | 0.051376 | 0.26033 | 0.0013373 | 0
5593 | 1 | 7.8182e-05 | 0 | 0 | 5.8742e-06 | 0.00011416 | 0 | 0.14711 | 0.4172 | 0.077551 | 0.25402 | 0.14524 | 0
5594 | 1 | 6.9085e-05 | 0 | 0 | 2.3497e-06 | 0.00011416 | 0 | 0.14284 | 0.461 | 0.033601 | 0.23541 | 0.57111 | 0
5595 | 1 | 5.6491e-05 | 0 | 0 | 1.1748e-06 | 0.00011416 | 0 | 0.13858 | 0.4595 | 0.022523 | 0.24113 | 0.74237 | 0
5596 | 1 | 4.9137e-05 | 6.7086e-06 | 0 | 1.4098e-05 | 0.00011416 | 0 | 0.13276 | 0.4464 | 0.023131 | 0.24733 | 0.45011 | 0
5597 | 1 | 4.7735e-05 | 1.5422e-05 | 0 | 3.7595e-05 | 0.00011416 | 0.023744 | 0.12956 | 0.461 | 0.039201 | 0.25141 | 0.12988 | 0
5598 | 1 | 5.5045e-05 | 0 | 0 | 9.3987e-05 | 0.00011416 | 0.045873 | 0.13276 | 0.4756 | 0.030071 | 0.25509 | 0.0022822 | 0
5599 | 1 | 5.7055e-05 | 0 | 0 | 0.0001821 | 0.00011416 | 0.13084 | 0.1154 | 0.3063 | 0.030436 | 0.25412 | 0.037814 | 0
5600 | 1 | 6.9254e-05 | 0 | 0 | 0.0001586 | 0.00011416 | 0.27152 | 0.07981 | 0.1771 | 0.035793 | 0.26353 | 0.27775 | 0.033495
5601 | 1 | 7.6761e-05 | 0 | 0.00054605 | 0.00014685 | 0.00011416 | 0.41011 | 0.06924 | 0.1873 | 0.046871 | 0.26265 | 0.32361 | 0.21512
5602 | 1 | 7.3849e-05 | 0 | 0.001433 | 0.00016448 | 0.00011416 | 0.50541 | 0.076222 | 0.1258 | 0.067689 | 0.25848 | 0.17704 | 0.48939
5603 | 1 | 7.1554e-05 | 0 | 0.0019778 | 0.00018797 | 0.00011416 | 0.55048 | 0.097362 | 0.1801 | 0.098247 | 0.27652 | 0.04536 | 0.68926
5604 | 1 | 7.7105e-05 | 0 | 0.0023136 | 0.00020677 | 0.00011416 | 0.55355 | 0.11045 | 0.3528 | 0.053932 | 0.26314 | 0.0013373 | 0.84396
5605 | 1 | 6.9224e-05 | 0 | 0.0025009 | 0.00018797 | 0.00011416 | 0.53917 | 0.11559 | 0.4625 | 0.032262 | 0.2387 | 0.12975 | 0.78224
5606 | 1 | 6.4007e-05 | 0 | 0.0025553 | 0.00019032 | 0.00011416 | 0.49378 | 0.12131 | 0.5033 | 0.042854 | 0.23647 | 0.51439 | 0.92886
5607 | 1 | 5.8221e-05 | 0 | 0.0024753 | 0.00021382 | 0.00011416 | 0.4169 | 0.12073 | 0.4245 | 0.030436 | 0.24724 | 0.66754 | 0.89914
5608 | 1 | 5.6228e-05 | 0 | 0.0022642 | 0.00022322 | 0.00011416 | 0.31433 | 0.12209 | 0.1493 | 0.046871 | 0.25713 | 0.40584 | 0.75946
5609 | 1 | 6.077e-05 | 0 | 0.0018739 | 0.00022322 | 0.00011416 | 0.19625 | 0.12161 | 0.0084 | 0.1064 | 0.26944 | 0.11725 | 0.64848
5610 | 1 | 7.4734e-05 | 0 | 0.0011036 | 0.00016448 | 0.00011416 | 0.087546 | 0.13509 | 0.0311 | 0.10713 | 0.27458 | 0.0021695 | 0.29468
5611 | 1 | 8.9162e-05 | 0 | 9.789e-06 | 0.00011748 | 0.00011416 | 0.03392 | 0.15206 | 0.0803 | 0.1008 | 0.26915 | 0.032364 | 0.01355
5612 | 1 | 8.381e-05 | 0 | 0 | 8.8113e-05 | 0.00011416 | 0 | 0.21606 | 0.2638 | 0.1142 | 0.25916 | 0.24637 | 0
5613 | 1 | 8.7284e-05 | 0 | 0 | 5.8742e-05 | 0.00011416 | 0 | 0.26784 | 0.4099 | 0.12941 | 0.26013 | 0.2914 | 0
5614 | 1 | 9.36e-05 | 0 | 0 | 3.7595e-05 | 0.00011416 | 0 | 0.28763 | 0.3655 | 0.10421 | 0.24443 | 0.16147 | 0
5615 | 1 | 9.7643e-05 | 0 | 0 | 2.3497e-05 | 0.00011416 | 0 | 0.28375 | 0.2577 | 0.089238 | 0.21931 | 0.0424 | 0
5616 | 1 | 8.0572e-05 | 0 | 0 | 9.3987e-06 | 0.00011416 | 0 | 0.27812 | 0.3825 | 0.043584 | 0.21456 | 0.0013373 | 0
5617 | 1 | 6.6349e-05 | 0 | 0 | 5.8742e-06 | 0.00011416 | 0 | 0.27589 | 0.5222 | 0.02167 | 0.21369 | 0.11199 | 0
5618 | 1 | 5.8086e-05 | 0 | 0 | 2.3497e-06 | 0.00011416 | 0 | 0.2756 | 0.7225 | 0.0091308 | 0.20525 | 0.44895 | 0
5619 | 1 | 4.6349e-05 | 0 | 0 | 1.1748e-06 | 0.00011416 | 0 | 0.2627 | 0.7204 | 0.0086438 | 0.19498 | 0.58129 | 0
5620 | 1 | 4.0427e-05 | 0 | 0 | 1.4098e-05 | 0.00011416 | 0 | 0.26426 | 0.4654 | 0.014731 | 0.19963 | 0.3547 | 0
5621 | 1 | 3.9887e-05 | 0 | 0 | 3.7595e-05 | 0.00011416 | 0.023744 | 0.25369 | 0.2997 | 0.030314 | 0.20652 | 0.10266 | 0
5622 | 1 | 3.9989e-05 | 0 | 0 | 9.3987e-05 | 0.00011416 | 0.03812 | 0.23681 | 0.3983 | 0.025566 | 0.21476 | 0.0020339 | 0
5623 | 1 | 4.0201e-05 | 0 | 0 | 0.0001821 | 0.00011416 | 0.094169 | 0.2146 | 0.3486 | 0.049793 | 0.21825 | 0.026323 | 0
5624 | 1 | 5.1109e-05 | 0 | 0 | 0.0001586 | 0.00011416 | 0.18785 | 0.17795 | 0.3157 | 0.072681 | 0.21805 | 0.21058 | 0.0049586
5625 | 1 | 6.4898e-05 | 0 | 0 | 0.00014685 | 0.00011416 | 0.26135 | 0.19104 | 0.2854 | 0.074629 | 0.22213 | 0.25424 | 0.12964
5626 | 1 | 7.5889e-05 | 0 | 0 | 0.00016448 | 0.00011416 | 0.30609 | 0.17698 | 0.2407 | 0.081081 | 0.23075 | 0.14333 | 0.025027
5627 | 1 | 8.434e-05 | 0 | 0 | 0.00018797 | 0.00011416 | 0.34082 | 0.1633 | 0.2076 | 0.10129 | 0.23948 | 0.038885 | 0
5628 | 1 | 9.5667e-05 | 0 | 0 | 0.00020677 | 0.00011416 | 0.34195 | 0.14808 | 0.2455 | 0.087412 | 0.22949 | 0.0013373 | 0.058556
5629 | 1 | 8.858e-05 | 0 | 0 | 0.00018797 | 0.00011416 | 0.33064 | 0.14837 | 0.313 | 0.063794 | 0.2071 | 0.092915 | 0.29431
5630 | 1 | 7.9151e-05 | 0 | 0 | 0.00019032 | 0.00011416 | 0.31869 | 0.14439 | 0.357 | 0.024349 | 0.2071 | 0.37805 | 0.64288
5631 | 1 | 7.1008e-05 | 0 | 0 | 0.00021382 | 0.00011416 | 0.28574 | 0.13392 | 0.4259 | 0.033601 | 0.21224 | 0.48802 | 0.14621
5632 | 1 | 6.5674e-05 | 0 | 0 | 0.00022322 | 0.00011416 | 0.23033 | 0.13111 | 0.4581 | 0.04955 | 0.22552 | 0.29924 | 0.0015377
5633 | 1 | 6.5689e-05 | 0 | 0 | 0.00022322 | 0.00011416 | 0.16233 | 0.12073 | 0.4317 | 0.082907 | 0.2452 | 0.086816 | 0.03052
5634 | 1 | 7.2232e-05 | 0 | 0 | 0.00016448 | 0.00011416 | 0.08157 | 0.11045 | 0.4712 | 0.079864 | 0.2547 | 0.0018789 | 0
5635 | 1 | 7.9261e-05 | 0 | 0 | 0.00011748 | 0.00011416 | 0.033597 | 0.1057 | 0.5565 | 0.097029 | 0.27099 | 0.020128 | 0.018096
5636 | 1 | 8.1102e-05 | 0 | 0 | 8.8113e-05 | 0.00011416 | 0 | 0.10784 | 0.6417 | 0.098247 | 0.26595 | 0.17244 | 0
5637 | 1 | 8.6166e-05 | 0 | 0 | 5.8742e-05 | 0.00011416 | 0 | 0.1154 | 0.6182 | 0.11213 | 0.28156 | 0.214 | 0
5638 | 1 | 9.2029e-05 | 0 | 0 | 3.7595e-05 | 0.00011416 | 0 | 0.13285 | 0.5747 | 0.10567 | 0.27118 | 0.12342 | 0
5639 | 1 | 9.5831e-05 | 0 | 0 | 2.3497e-05 | 0.00011416 | 0 | 0.14973 | 0.6049 | 0.077916 | 0.24278 | 0.03493 | 0
5640 | 1 | 7.7312e-05 | 8.9993e-07 | 0 | 9.3987e-06 | 0.00011416 | 0 | 0.16573 | 0.6885 | 0.024227 | 0.22571 | 0.0013373 | 0
5641 | 1 | 6.3116e-05 | 4.9905e-06 | 0 | 5.8742e-06 | 0.00011416 | 0 | 0.17484 | 0.8381 | 0.042001 | 0.22746 | 0.071033 | 0
5642 | 1 | 5.5895e-05 | 6.1564e-06 | 0 | 2.3497e-06 | 0.00011416 | 0 | 0.17659 | 0.8625 | 0.043949 | 0.22562 | 0.29571 | 0
5643 | 1 | 4.6048e-05 | 6.8109e-06 | 0 | 1.1748e-06 | 0.00011416 | 0 | 0.18018 | 0.8772 | 0.034453 | 0.22096 | 0.37996 | 0
5644 | 1 | 4.4111e-05 | 7.5676e-06 | 0 | 1.4098e-05 | 0.00011416 | 0 | 0.19017 | 0.9082 | 0.050767 | 0.22649 | 0.23473 | 0
5645 | 1 | 5.2616e-05 | 1.0002e-05 | 0 | 3.7595e-05 | 0.00011416 | 0.023744 | 0.19599 | 0.9095 | 0.099343 | 0.23735 | 0.068347 | 0
5646 | 1 | 7.0071e-05 | 6.6472e-06 | 0 | 9.3987e-05 | 0.00011416 | 0.03812 | 0.22178 | 0.9133 | 0.12296 | 0.27254 | 0.0016847 | 0
5647 | 1 | 8.6166e-05 | 0 | 0 | 0.0001821 | 0.00011416 | 0.096753 | 0.279 | 0.9325 | 0.16715 | 0.32616 | 0.013496 | 0
5648 | 1 | 0.00010381 | 0 | 0 | 0.0001586 | 0.00011416 | 0.18349 | 0.32768 | 0.9776 | 0.20246 | 0.34914 | 0.12916 | 0.075649
5649 | 1 | 0.00011895 | 0 | 0 | 0.00014685 | 0.00011416 | 0.26119 | 0.37258 | 0.9866 | 0.16326 | 0.34371 | 0.16727 | 0.27205
5650 | 1 | 0.00012607 | 0 | 0 | 0.00016448 | 0.00011416 | 0.32612 | 0.45559 | 0.9835 | 0.17251 | 0.33711 | 0.099862 | 0.46133
5651 | 1 | 0.00013138 | 0 | 0 | 0.00018797 | 0.00011416 | 0.38621 | 0.51969 | 0.9909 | 0.12832 | 0.32829 | 0.030087 | 0.55419
5652 | 1 | 0.00013545 | 0 | 0 | 0.00020677 | 0.00011416 | 0.39267 | 0.54732 | 0.9897 | 0.12138 | 0.31006 | 0.0013373 | 0.2276
5653 | 1 | 0.00013057 | 0 | 0 | 0.00018797 | 0.00011416 | 0.39428 | 0.55964 | 0.9909 | 0.11066 | 0.29397 | 0.052888 | 0.57905
5654 | 1 | 0.00012791 | 0 | 0 | 0.00019032 | 0.00011416 | 0.38249 | 0.56119 | 0.9902 | 0.10616 | 0.28408 | 0.22628 | 0.33434
5655 | 1 | 0.00011926 | 0 | 0 | 0.00021382 | 0.00011416 | 0.35923 | 0.56158 | 0.9844 | 0.11566 | 0.28757 | 0.28916 | 0.32957
5656 | 1 | 0.00011337 | 0 | 0 | 0.00022322 | 0.00011416 | 0.28945 | 0.56662 | 0.9755 | 0.086803 | 0.31239 | 0.18023 | 0.27852
5657 | 1 | 0.00010829 | 0 | 0 | 0.00022322 | 0.00011416 | 0.18543 | 0.56701 | 0.9581 | 0.085707 | 0.31481 | 0.052702 | 0.37266
5658 | 1 | 0.00010979 | 0 | 0 | 0.00016448 | 0.00011416 | 0.085608 | 0.55431 | 0.917 | 0.091429 | 0.31578 | 0.0015043 | 0.0034654
5659 | 1 | 0.00011233 | 0 | 0 | 0.00011748 | 0.00011416 | 0.034728 | 0.51348 | 0.8543 | 0.11967 | 0.31006 | 0.0085089 | 0.014664
5660 | 1 | 0.00010199 | 1.0308e-05 | 0 | 8.8113e-05 | 0.00011416 | 0 | 0.48788 | 0.7949 | 0.117 | 0.32277 | 0.0938 | 0
5661 | 1 | 9.6151e-05 | 2.4094e-05 | 0 | 5.8742e-05 | 0.00011416 | 0 | 0.47149 | 0.7406 | 0.14804 | 0.32781 | 0.12789 | 0
5662 | 1 | 9.6346e-05 | 3.4463e-05 | 0 | 3.7595e-05 | 0.00011416 | 0 | 0.46431 | 0.6717 | 0.14524 | 0.31937 | 0.079513 | 0
5663 | 1 | 9.6047e-05 | 4.3095e-05 | 0 | 2.3497e-05 | 0.00011416 | 0 | 0.45995 | 0.5663 | 0.10007 | 0.29455 | 0.025714 | 0
5664 | 1 | 7.4473e-05 | 5.1358e-05 | 0 | 9.3987e-06 | 0.00011416 | 0 | 0.43687 | 0.4683 | 0.062211 | 0.26789 | 0.0013373 | 0
5665 | 1 | 5.8551e-05 | 5.9702e-05 | 0 | 5.8742e-06 | 0.00011416 | 0 | 0.41932 | 0.4317 | 0.044923 | 0.25936 | 0.036507 | 0
5666 | 1 | 4.904e-05 | 6.7577e-05 | 0 | 2.3497e-06 | 0.00011416 | 0 | 0.38799 | 0.4961 | 0.058437 | 0.25587 | 0.16225 | 0
5667 | 1 | 3.7014e-05 | 7.3917e-05 | 0 | 1.1748e-06 | 0.00011416 | 0 | 0.37645 | 0.6275 | 0.05235 | 0.25393 | 0.20577 | 0
5668 | 1 | 3.2404e-05 | 8.1444e-05 | 0 | 1.4098e-05 | 0.00011416 | 0 | 0.3397 | 0.6778 | 0.10275 | 0.25557 | 0.12983 | 0
5669 | 1 | 3.8215e-05 | 8.9216e-05 | 0 | 3.7595e-05 | 0.00011416 | 0.023583 | 0.31129 | 0.685 | 0.13915 | 0.28224 | 0.038187 | 0
5670 | 1 | 5.5042e-05 | 8.3428e-05 | 0 | 9.3987e-05 | 0.00011416 | 0.043773 | 0.29034 | 0.7478 | 0.08802 | 0.32839 | 0.0013174 | 0
5671 | 1 | 7.7094e-05 | 5.2544e-05 | 0 | 0.0001821 | 0.00011416 | 0.12987 | 0.25058 | 0.7417 | 0.1019 | 0.34148 | 0.0045725 | 0
5672 | 1 | 0.00010718 | 1.129e-05 | 0 | 0.0001586 | 0.00011416 | 0.27314 | 0.21868 | 0.7539 | 0.1092 | 0.34633 | 0.062499 | 0.049731
5673 | 1 | 0.00012275 | 0 | 0 | 0.00014685 | 0.00011416 | 0.4001 | 0.22711 | 0.8924 | 0.1562 | 0.34274 | 0.091599 | 0.046655
5674 | 1 | 0.00012834 | 0 | 0 | 0.00016448 | 0.00011416 | 0.49895 | 0.26522 | 0.9755 | 0.16301 | 0.36261 | 0.060161 | 0.050611
5675 | 1 | 0.00013268 | 0 | 0 | 0.00018797 | 0.00011416 | 0.56404 | 0.30741 | 0.9786 | 0.13952 | 0.35525 | 0.021325 | 0.0011923
5676 | 1 | 0.00013678 | 0 | 0 | 0.00020677 | 0.00011416 | 0.5844 | 0.36569 | 0.9782 | 0.11213 | 0.33188 | 0.0013373 | 0
5677 | 1 | 0.00013419 | 0 | 0 | 0.00018797 | 0.00011416 | 0.58181 | 0.38576 | 0.9778 | 0.10823 | 0.30589 | 0.023914 | 0
5678 | 1 | 0.00013167 | 0 | 0 | 0.00019032 | 0.00011416 | 0.54579 | 0.39071 | 0.9734 | 0.097516 | 0.30095 | 0.11161 | 0
5679 | 1 | 0.00012414 | 0 | 0 | 0.00021382 | 0.00011416 | 0.46584 | 0.41815 | 0.9675 | 0.10653 | 0.29814 | 0.14018 | 0
5680 | 1 | 0.00011785 | 0 | 0 | 0.00022322 | 0.00011416 | 0.34922 | 0.43221 | 0.9564 | 0.087655 | 0.29775 | 0.089831 | 0.30991
5681 | 1 | 0.00011351 | 0 | 0 | 0.00022322 | 0.00011416 | 0.2095 | 0.41389 | 0.9315 | 0.12357 | 0.3121 | 0.026617 | 0.1095
5682 | 1 | 0.00011618 | 0 | 0 | 0.00016448 | 0.00011416 | 0.078016 | 0.3492 | 0.855 | 0.22486 | 0.32887 | 0.0011466 | 0.0052706
5683 | 1 | 0.00011841 | 0 | 0 | 0.00011748 | 0.00011416 | 0.015668 | 0.33272 | 0.7714 | 0.25396 | 0.34943 | 0.0020875 | 0.12266
5684 | 1 | 0.00011148 | 0 | 0 | 8.8113e-05 | 0.00011416 | 0 | 0.32254 | 0.7396 | 0.18809 | 0.34283 | 0.039075 | 0
5685 | 1 | 0.00011019 | 0 | 0 | 5.8742e-05 | 0.00011416 | 0 | 0.31109 | 0.7193 | 0.16703 | 0.34351 | 0.062917 | 0
5686 | 1 | 0.00011322 | 0 | 0 | 3.7595e-05 | 0.00011416 | 0 | 0.29228 | 0.7247 | 0.18055 | 0.32393 | 0.044234 | 0
5687 | 1 | 0.0001149 | 0 | 0 | 2.3497e-05 | 0.00011416 | 0 | 0.28064 | 0.7406 | 0.11432 | 0.27768 | 0.017467 | 0
5688 | 1 | 9.4628e-05 | 7.0768e-06 | 0 | 9.3987e-06 | 0.00011416 | 0 | 0.27434 | 0.7508 | 0.059411 | 0.24501 | 0.0013373 | 0
5689 | 1 | 7.8793e-05 | 1.2967e-05 | 0 | 5.8742e-06 | 0.00011416 | 0 | 0.28123 | 0.7685 | 0.054419 | 0.23279 | 0.016421 | 0
5690 | 1 | 7.0346e-05 | 1.8817e-05 | 0 | 2.3497e-06 | 0.00011416 | 0 | 0.28093 | 0.8464 | 0.046506 | 0.23231 | 0.080465 | 0
5691 | 1 | 5.7281e-05 | 2.4298e-05 | 0 | 1.1748e-06 | 0.00011416 | 0 | 0.27725 | 0.7975 | 0.042732 | 0.22426 | 0.10011 | 0
5692 | 1 | 5.1629e-05 | 2.9718e-05 | 0 | 1.4098e-05 | 0.00011416 | 0 | 0.27851 | 0.7115 | 0.070855 | 0.22106 | 0.065138 | 0
5693 | 1 | 5.6892e-05 | 3.5609e-05 | 0 | 3.7595e-05 | 0.00011416 | 0.003392 | 0.28976 | 0.6468 | 0.084612 | 0.23279 | 0.019439 | 0
5694 | 1 | 7.4113e-05 | 2.7387e-05 | 0 | 9.3987e-05 | 0.00011416 | 0.023744 | 0.31061 | 0.6102 | 0.096542 | 0.26285 | 0.0010245 | 0
5695 | 1 | 9.4636e-05 | 0 | 0 | 0.0001821 | 0.00011416 | 0.10628 | 0.28947 | 0.5222 | 0.11943 | 0.2899 | 0.00094438 | 0
5696 | 1 | 0.00011154 | 0 | 0 | 0.0001586 | 0.00011416 | 0.24794 | 0.26358 | 0.313 | 0.13014 | 0.28767 | 0.02557 | 0.080997
5697 | 1 | 0.00012407 | 0 | 0 | 0.00014685 | 0.00011416 | 0.38281 | 0.27453 | 0.4332 | 0.15327 | 0.28767 | 0.045297 | 0.28627
5698 | 1 | 0.00012267 | 0 | 0.00062224 | 0.00016448 | 0.00011416 | 0.48215 | 0.32748 | 0.6944 | 0.13891 | 0.29639 | 0.034002 | 0.46029
5699 | 1 | 0.00011952 | 0 | 0.00123 | 0.00018797 | 0.00011416 | 0.5382 | 0.38586 | 0.7578 | 0.15888 | 0.29416 | 0.014811 | 0.56451
5700 | 1 | 0.00011877 | 0 | 0.0016769 | 0.00020677 | 0.00011416 | 0.5886 | 0.40283 | 0.8219 | 0.15985 | 0.29222 | 0.0013373 | 0.58465
5701 | 1 | 0.00011239 | 0 | 0.0019548 | 0.00018797 | 0.00011416 | 0.58682 | 0.41728 | 0.8732 | 0.17945 | 0.28486 | 0.011404 | 0.15328
5702 | 1 | 0.00011055 | 0 | 0.0020404 | 0.00019032 | 0.00011416 | 0.53594 | 0.43095 | 0.9186 | 0.17482 | 0.29174 | 0.058901 | 0.54584
5703 | 1 | 0.00010578 | 0 | 0.0019263 | 0.00021382 | 0.00011416 | 0.44581 | 0.42203 | 0.9494 | 0.17251 | 0.29891 | 0.072546 | 0.48468
5704 | 1 | 0.00010372 | 0 | 0.0016207 | 0.00022322 | 0.00011416 | 0.33597 | 0.41971 | 0.9489 | 0.14049 | 0.28369 | 0.047973 | 0.65835
5705 | 1 | 0.00010586 | 0 | 0.0011296 | 0.00022322 | 0.00011416 | 0.20271 | 0.39866 | 0.9294 | 0.12272 | 0.31055 | 0.014425 | 0.50455
5706 | 1 | 0.0001183 | 0 | 0.00039752 | 0.00016448 | 0.00011416 | 0.074624 | 0.35163 | 0.8188 | 0.18115 | 0.32102 | 0.00092699 | 0.26366
5707 | 1 | 0.00012337 | 0 | 0 | 0.00011748 | 0.00011416 | 0.015345 | 0.35464 | 0.7333 | 0.15388 | 0.32451 | 0.00038361 | 0.11722
5708 | 1 | 0.00011657 | 0 | 0 | 8.8113e-05 | 0.00011416 | 0 | 0.35522 | 0.6717 | 0.112 | 0.31268 | 0.01683 | 0
5709 | 1 | 0.00011557 | 0 | 0 | 5.8742e-05 | 0.00011416 | 0 | 0.33214 | 0.5677 | 0.11127 | 0.29523 | 0.033108 | 0
5710 | 1 | 0.00011666 | 0 | 0 | 3.7595e-05 | 0.00011416 | 0 | 0.32768 | 0.5351 | 0.099951 | 0.28621 | 0.026602 | 0
5711 | 1 | 0.0001187 | 0 | 0 | 2.3497e-05 | 0.00011416 | 0 | 0.3078 | 0.5635 | 0.10531 | 0.25267 | 0.01276 | 0
5712 | 1 | 0.00010002 | 0 | 0 | 9.3987e-06 | 0.00011416 | 0 | 0.28268 | 0.5981 | 0.072924 | 0.23085 | 0.0013373 | 0
5713 | 1 | 8.5048e-05 | 0 | 0 | 5.8742e-06 | 0.00011416 | 0 | 0.24331 | 0.6379 | 0.06282 | 0.21534 | 0.0093331 | 0
5714 | 1 | 7.796e-05 | 0 | 0 | 2.3497e-06 | 0.00011416 | 0 | 0.23167 | 0.6944 | 0.058193 | 0.21602 | 0.04974 | 0
5715 | 1 | 6.6647e-05 | 0 | 0 | 1.1748e-06 | 0.00011416 | 0 | 0.22799 | 0.6944 | 0.059411 | 0.21592 | 0.0609 | 0
5716 | 1 | 6.3872e-05 | 0 | 0 | 1.4098e-05 | 0.00011416 | 0 | 0.23827 | 0.6314 | 0.093377 | 0.21282 | 0.040656 | 0
5717 | 1 | 7.1205e-05 | 0 | 0 | 3.7595e-05 | 0.00011416 | 0 | 0.21102 | 0.5926 | 0.13891 | 0.21796 | 0.012279 | 0
5718 | 1 | 8.7794e-05 | 0 | 0 | 9.3987e-05 | 0.00011416 | 0.01906 | 0.18221 | 0.4756 | 0.17884 | 0.24607 | 0.00088065 | 0
5719 | 1 | 0.00010185 | 0 | 0 | 0.0001821 | 0.00011416 | 0.083993 | 0.15778 | 0.3184 | 0.17555 | 0.2739 | 0.0002153 | 0
5720 | 1 | 0.00011976 | 0 | 0 | 0.0001586 | 0.00011416 | 0.1948 | 0.1507 | 0.1989 | 0.19698 | 0.28418 | 0.013328 | 0.07342
5721 | 1 | 0.00013374 | 0 | 0 | 0.00014685 | 0.00011416 | 0.30674 | 0.1441 | 0.1275 | 0.22389 | 0.30677 | 0.027934 | 0
5722 | 1 | 0.00014097 | 0 | 0 | 0.00016448 | 0.00011416 | 0.403 | 0.15002 | 0.0959 | 0.29718 | 0.31297 | 0.023343 | 0.028804
5723 | 1 | 0.00014732 | 0 | 0 | 0.00018797 | 0.00011416 | 0.46212 | 0.1508 | 0.0715 | 0.23326 | 0.31394 | 0.01181 | 0.2795
5724 | 1 | 0.00015132 | 0 | 0 | 0.00020677 | 0.00011416 | 0.47101 | 0.1411 | 0.0473 | 0.21171 | 0.30299 | 0.0013373 | 0.51091
5725 | 1 | 0.00014663 | 0 | 0 | 0.00018797 | 0.00011416 | 0.47052 | 0.12665 | 0.0243 | 0.26272 | 0.2963 | 0.0093331 | 0.66
5726 | 1 | 0.00014521 | 0 | 0 | 0.00019032 | 0.00011416 | 0.44694 | 0.11918 | 0.0041 | 0.21183 | 0.29281 | 0.04974 | 0.12126
5727 | 1 | 0.00013778 | 0 | 0 | 0.00021382 | 0.00011416 | 0.36715 | 0.11278 | 0 | 0.2262 | 0.29455 | 0.0609 | 0.23689
5728 | 1 | 0.00013124 | 0 | 0 | 0.00022322 | 0.00011416 | 0.25876 | 0.10182 | 0.007 | 0.27575 | 0.30153 | 0.040656 | 0.27614
5729 | 1 | 0.00012682 | 0 | 0 | 0.00022322 | 0.00011416 | 0.14893 | 0.093483 | 0.0869 | 0.3018 | 0.3215 | 0.012279 | 0.37603
5730 | 1 | 0.00012935 | 0 | 0 | 0.00016448 | 0.00011416 | 0.055403 | 0.084853 | 0.1946 | 0.31787 | 0.33731 | 0.00088065 | 0.097678
5731 | 1 | 0.0001294 | 0 | 0 | 0.00011748 | 0.00011416 | 0.01276 | 0.084174 | 0.2337 | 0.31032 | 0.33934 | 0.0002153 | 0.029061
5732 | 1 | 0.00012173 | 0 | 0 | 8.8113e-05 | 0.00011416 | 0 | 0.083689 | 0.2384 | 0.27161 | 0.33576 | 0.013328 | 0
5733 | 1 | 0.0001185 | 0 | 0 | 5.8742e-05 | 0.00011416 | 0 | 0.085628 | 0.2372 | 0.2458 | 0.33808 | 0.027934 | 0
5734 | 1 | 0.00011919 | 0 | 0 | 3.7595e-05 | 0.00011416 | 0 | 0.086307 | 0.2384 | 0.23862 | 0.3248 | 0.023343 | 0
5735 | 1 | 0.00012123 | 0 | 0 | 2.3497e-05 | 0.00011416 | 0 | 0.092804 | 0.2131 | 0.14743 | 0.29533 | 0.01181 | 0
5736 | 1 | 0.00010277 | 0 | 0 | 9.3987e-06 | 0.00011416 | 0 | 0.091932 | 0.1771 | 0.10835 | 0.26692 | 0.0013373 | 0
5737 | 1 | 8.7792e-05 | 3.252e-06 | 0 | 5.8742e-06 | 0.00011416 | 0 | 0.093095 | 0.1493 | 0.070246 | 0.23822 | 0.012157 | 0
5738 | 1 | 7.8638e-05 | 7.8131e-06 | 0 | 2.3497e-06 | 0.00011416 | 0 | 0.089604 | 0.1266 | 0.066959 | 0.22387 | 0.062188 | 0
5739 | 1 | 6.5537e-05 | 1.2313e-05 | 0 | 1.1748e-06 | 0.00011416 | 0 | 0.089992 | 0.1201 | 0.068663 | 0.21815 | 0.076735 | 0
5740 | 1 | 6.1033e-05 | 1.7283e-05 | 0 | 1.4098e-05 | 0.00011416 | 0 | 0.090865 | 0.1275 | 0.090455 | 0.22009 | 0.050594 | 0
5741 | 1 | 6.6557e-05 | 2.4196e-05 | 0 | 3.7595e-05 | 0.00011416 | 0 | 0.09678 | 0.1209 | 0.12053 | 0.22406 | 0.015193 | 0
5742 | 1 | 8.432e-05 | 1.9308e-05 | 0 | 9.3987e-05 | 0.00011416 | 0.018414 | 0.092901 | 0.0995 | 0.16058 | 0.24084 | 0.00094279 | 0
5743 | 1 | 0.00010348 | 0 | 0 | 0.0001821 | 0.00011416 | 0.093523 | 0.084174 | 0.0513 | 0.21159 | 0.27632 | 0.00045479 | 0
5744 | 1 | 0.00012101 | 0 | 0 | 0.0001586 | 0.00011416 | 0.21499 | 0.071082 | 0.0132 | 0.31726 | 0.30812 | 0.01812 | 0.078546
5745 | 1 | 0.0001342 | 0 | 0 | 0.00014685 | 0.00011416 | 0.34389 | 0.059639 | 0.0003 | 0.36316 | 0.33711 | 0.034965 | 0.28019
5746 | 1 | 0.00014066 | 0 | 0 | 0.00016448 | 0.00011416 | 0.44484 | 0.052754 | 0 | 0.37412 | 0.34187 | 0.027752 | 0.4958
5747 | 1 | 0.00014019 | 0 | 0.00041114 | 0.00018797 | 0.00011416 | 0.50945 | 0.046063 | 0 | 0.30448 | 0.33838 | 0.013088 | 0.58721
5748 | 1 | 0.000139 | 0 | 0.00079503 | 0.00020677 | 0.00011416 | 0.53562 | 0.044996 | 0 | 0.2581 | 0.32054 | 0.0013373 | 0.82478
5749 | 1 | 0.0001294 | 0 | 0.0010883 | 0.00018797 | 0.00011416 | 0.52835 | 0.044511 | 0.0001 | 0.2587 | 0.3027 | 0.017378 | 0.81235
5750 | 1 | 0.00012317 | 0 | 0.0012696 | 0.00019032 | 0.00011416 | 0.49233 | 0.044414 | 0.0001 | 0.19686 | 0.28156 | 0.084504 | 0.66732
5751 | 1 | 0.00011427 | 0 | 0.0013036 | 0.00021382 | 0.00011416 | 0.42901 | 0.043057 | 0 | 0.19308 | 0.28389 | 0.10529 | 0.73283
5752 | 1 | 0.000109 | 0 | 0.0011866 | 0.00022322 | 0.00011416 | 0.32612 | 0.041311 | 0 | 0.24957 | 0.30415 | 0.068347 | 0.65453
5753 | 1 | 0.00010894 | 0 | 0.00089037 | 0.00022322 | 0.00011416 | 0.20174 | 0.040438 | 0 | 0.26199 | 0.31772 | 0.020374 | 0.54913
5754 | 1 | 0.0001185 | 0 | 0.00032814 | 0.00016448 | 0.00011416 | 0.077532 | 0.041505 | 0.0012 | 0.27258 | 0.33741 | 0.0010414 | 0.32894
5755 | 1 | 0.00012132 | 0 | 0 | 0.00011748 | 0.00011416 | 0.015506 | 0.043445 | 0.018 | 0.27587 | 0.33169 | 0.0010722 | 0.10516
5756 | 1 | 0.00011461 | 0 | 0 | 8.8113e-05 | 0.00011416 | 0 | 0.050815 | 0.0715 | 0.2581 | 0.31656 | 0.02727 | 0
5757 | 1 | 0.00011587 | 0 | 0 | 5.8742e-05 | 0.00011416 | 0 | 0.061191 | 0.1801 | 0.22023 | 0.3218 | 0.047581 | 0
5758 | 1 | 0.0001171 | 0 | 0 | 3.7595e-05 | 0.00011416 | 0 | 0.07467 | 0.3279 | 0.21013 | 0.32024 | 0.035355 | 0
5759 | 1 | 0.00012053 | 0 | 0 | 2.3497e-05 | 0.00011416 | 0 | 0.088441 | 0.4361 | 0.16922 | 0.29252 | 0.015172 | 0
5760 | 1 | 0.00010142 | 0 | 0 | 9.3987e-06 | 0.00011416 | 0 | 0.097265 | 0.4786 | 0.11687 | 0.26954 | 0.0013373 | 0
5761 | 1 | 8.5655e-05 | 0 | 0 | 5.8742e-06 | 0.00011416 | 0 | 0.09649 | 0.4859 | 0.074507 | 0.25742 | 0.025142 | 0
5762 | 1 | 7.6708e-05 | 0 | 0 | 2.3497e-06 | 0.00011416 | 0 | 0.099593 | 0.4566 | 0.063794 | 0.23686 | 0.11662 | 0
5763 | 1 | 6.3626e-05 | 0 | 0 | 1.1748e-06 | 0.00011416 | 0 | 0.099593 | 0.4157 | 0.06148 | 0.22164 | 0.14666 | 0
5764 | 1 | 5.7147e-05 | 2.3521e-06 | 0 | 1.4098e-05 | 0.00011416 | 0 | 0.10076 | 0.3926 | 0.054054 | 0.22154 | 0.0938 | 0
5765 | 1 | 5.7001e-05 | 7.0358e-06 | 0 | 3.7595e-05 | 0.00011416 | 0 | 0.10638 | 0.3825 | 0.061846 | 0.22329 | 0.027767 | 0
5766 | 1 | 6.379e-05 | 0 | 0 | 9.3987e-05 | 0.00011416 | 0.018575 | 0.10929 | 0.3797 | 0.085707 | 0.22581 | 0.0011648 | 0
5767 | 1 | 6.5771e-05 | 0 | 0 | 0.0001821 | 0.00011416 | 0.089485 | 0.10628 | 0.2491 | 0.10713 | 0.23153 | 0.0023023 | 0
5768 | 1 | 7.8582e-05 | 0 | 0 | 0.0001586 | 0.00011416 | 0.23001 | 0.08078 | 0.1456 | 0.14183 | 0.23997 | 0.041324 | 0.076574
5769 | 1 | 8.8552e-05 | 0 | 0.00038475 | 0.00014685 | 0.00011416 | 0.37425 | 0.066621 | 0.1275 | 0.14889 | 0.24103 | 0.065756 | 0.27447
5770 | 1 | 8.4578e-05 | 0 | 0.0013177 | 0.00016448 | 0.00011416 | 0.48538 | 0.070985 | 0.1731 | 0.14207 | 0.25528 | 0.045845 | 0.49557
5771 | 1 | 8.0947e-05 | 0 | 0.002011 | 0.00018797 | 0.00011416 | 0.55355 | 0.074767 | 0.2153 | 0.14414 | 0.25868 | 0.017871 | 0.68603
5772 | 1 | 8.4438e-05 | 0 | 0.0025166 | 0.00020677 | 0.00011416 | 0.57794 | 0.075155 | 0.2651 | 0.10933 | 0.25364 | 0.0013373 | 0.8563
5773 | 1 | 7.4661e-05 | 0 | 0.0028452 | 0.00018797 | 0.00011416 | 0.56873 | 0.079034 | 0.3361 | 0.081325 | 0.24278 | 0.03493 | 0.89399
5774 | 1 | 6.8058e-05 | 0 | 0.0029958 | 0.00019032 | 0.00011416 | 0.5235 | 0.078452 | 0.3983 | 0.086316 | 0.23618 | 0.15599 | 0.92294
5775 | 1 | 6.1679e-05 | 0 | 0.0029997 | 0.00021382 | 0.00011416 | 0.45098 | 0.075349 | 0.4085 | 0.10421 | 0.22978 | 0.19764 | 0.88957
5776 | 1 | 5.7405e-05 | 0 | 0.0028822 | 0.00022322 | 0.00011416 | 0.34017 | 0.074573 | 0.3542 | 0.11943 | 0.24055 | 0.1249 | 0.74704
5777 | 1 | 6.0486e-05 | 0 | 0.002589 | 0.00022322 | 0.00011416 | 0.2053 | 0.077095 | 0.2589 | 0.26004 | 0.27506 | 0.036762 | 0.5374
5778 | 1 | 7.5503e-05 | 0 | 0.0018459 | 0.00016448 | 0.00011416 | 0.074948 | 0.081652 | 0.1791 | 0.34027 | 0.2929 | 0.0012976 | 0.3194
5779 | 1 | 9.0366e-05 | 0 | 0.00076482 | 0.00011748 | 0.00011416 | 0.014214 | 0.10512 | 0.1623 | 0.31032 | 0.30027 | 0.0042308 | 0.10108
5780 | 1 | 9.3475e-05 | 0 | 0.00023323 | 8.8113e-05 | 0.00011416 | 0 | 0.1377 | 0.1511 | 0.28744 | 0.29979 | 0.059529 | 0
5781 | 1 | 0.00010014 | 0 | 0 | 5.8742e-05 | 0.00011416 | 0 | 0.16418 | 0.1201 | 0.28305 | 0.29048 | 0.088053 | 0
5782 | 1 | 0.00010508 | 0 | 0 | 3.7595e-05 | 0.00011416 | 0 | 0.16903 | 0.0923 | 0.22729 | 0.28001 | 0.058228 | 0
5783 | 1 | 0.00011017 | 0 | 0 | 2.3497e-05 | 0.00011416 | 0 | 0.16961 | 0.0604 | 0.17348 | 0.25732 | 0.020871 | 0
5784 | 1 | 9.2309e-05 | 0 | 0 | 9.3987e-06 | 0.00011416 | 0 | 0.1795 | 0.0503 | 0.11371 | 0.25131 | 0.0013373 | 0
5785 | 1 | 7.7561e-05 | 0 | 0 | 5.8742e-06 | 0.00011416 | 0 | 0.18183 | 0.0566 | 0.09009 | 0.25141 | 0.045108 | 0
5786 | 1 | 6.8517e-05 | 0 | 0 | 2.3497e-06 | 0.00011416 | 0 | 0.18115 | 0.0733 | 0.076211 | 0.24384 | 0.19607 | 0
5787 | 1 | 5.492e-05 | 0 | 0 | 1.1748e-06 | 0.00011416 | 0 | 0.16951 | 0.0765 | 0.062211 | 0.22726 | 0.24976 | 0
5788 | 1 | 4.8247e-05 | 0 | 0 | 1.4098e-05 | 0.00011416 | 0 | 0.18066 | 0.0667 | 0.060506 | 0.21757 | 0.15647 | 0
5789 | 1 | 4.7279e-05 | 0 | 0 | 3.7595e-05 | 0.00011416 | 0 | 0.1956 | 0.0621 | 0.065376 | 0.21689 | 0.045866 | 0
5790 | 1 | 4.8396e-05 | 0 | 0 | 9.3987e-05 | 0.00011416 | 0.018898 | 0.19841 | 0.0697 | 0.058924 | 0.21291 | 0.0014192 | 0
5791 | 1 | 4.7346e-05 | 0 | 0 | 0.0001821 | 0.00011416 | 0.090292 | 0.1731 | 0.0656 | 0.067811 | 0.22445 | 0.0065588 | 0
5792 | 1 | 5.618e-05 | 0 | 8.427e-05 | 0.0001586 | 0.00011416 | 0.23033 | 0.12403 | 0.0299 | 0.072194 | 0.22474 | 0.078843 | 0.076518
5793 | 1 | 5.6265e-05 | 0 | 0.0010942 | 0.00014685 | 0.00011416 | 0.37878 | 0.10163 | 0.0199 | 0.086073 | 0.23008 | 0.11077 | 0.27398
5794 | 1 | 5.6722e-05 | 0 | 0.0019254 | 0.00016448 | 0.00011416 | 0.49136 | 0.09872 | 0.0246 | 0.1075 | 0.23919 | 0.070468 | 0.49426
5795 | 1 | 5.6694e-05 | 0 | 0.0025473 | 0.00018797 | 0.00011416 | 0.5571 | 0.092998 | 0.0232 | 0.13124 | 0.24666 | 0.023696 | 0.71161
5796 | 1 | 6.1828e-05 | 0 | 0.002981 | 0.00020677 | 0.00011416 | 0.58197 | 0.097556 | 0.0366 | 0.11237 | 0.24976 | 0.0013373 | 0.80919
5797 | 1 | 5.2381e-05 | 0 | 0.0032346 | 0.00018797 | 0.00011416 | 0.57471 | 0.11394 | 0.0468 | 0.068055 | 0.24307 | 0.057093 | 0.92764
5798 | 1 | 4.4353e-05 | 0 | 0.0033031 | 0.00019032 | 0.00011416 | 0.53368 | 0.12548 | 0.0599 | 0.054541 | 0.23386 | 0.24249 | 0.9394
5799 | 1 | 4.0037e-05 | 0 | 0.0032001 | 0.00021382 | 0.00011416 | 0.45825 | 0.125 | 0.0937 | 0.06915 | 0.24026 | 0.31032 | 0.88703
5800 | 1 | 4.0082e-05 | 0 | 0.0029171 | 0.00022322 | 0.00011416 | 0.34728 | 0.11074 | 0.1604 | 0.099221 | 0.23764 | 0.19297 | 0.72975
5801 | 1 | 4.6167e-05 | 0 | 0.0024902 | 0.00022322 | 0.00011416 | 0.20433 | 0.10027 | 0.3528 | 0.13416 | 0.25897 | 0.056361 | 0.56486
5802 | 1 | 6.4192e-05 | 0 | 0.0016518 | 0.00016448 | 0.00011416 | 0.071232 | 0.093289 | 0.4259 | 0.17446 | 0.28263 | 0.0015481 | 0.31153
5803 | 1 | 8.5082e-05 | 0 | 0.00066395 | 0.00011748 | 0.00011416 | 0.013568 | 0.11239 | 0.2841 | 0.15461 | 0.28786 | 0.0096143 | 0.093756
5804 | 1 | 9.5821e-05 | 0 | 0.00017663 | 8.8113e-05 | 0.00011416 | 0 | 0.12558 | 0.1511 | 0.19515 | 0.27923 | 0.10194 | 0
5805 | 1 | 0.00010354 | 0 | 0 | 5.8742e-05 | 0.00011416 | 0 | 0.13295 | 0.0644 | 0.20258 | 0.28049 | 0.13708 | 0
5806 | 1 | 0.00010627 | 0 | 0 | 3.7595e-05 | 0.00011416 | 0 | 0.17475 | 0.0366 | 0.15802 | 0.29038 | 0.084313 | 0
5807 | 1 | 0.00010941 | 0 | 0 | 2.3497e-05 | 0.00011416 | 0 | 0.20772 | 0.0065 | 0.14366 | 0.24607 | 0.026764 | 0
5808 | 1 | 8.9254e-05 | 0 | 0 | 9.3987e-06 | 0.00011416 | 0 | 0.21868 | 0.0082 | 0.13027 | 0.23454 | 0.0013373 | 0
5809 | 1 | 7.5551e-05 | 0 | 0 | 5.8742e-06 | 0.00011416 | 0 | 0.21567 | 0.0344 | 0.12101 | 0.23706 | 0.068568 | 0
5810 | 1 | 6.8223e-05 | 0 | 0 | 2.3497e-06 | 0.00011416 | 0 | 0.21121 | 0.0463 | 0.098734 | 0.23492 | 0.28635 | 0
5811 | 1 | 5.7965e-05 | 0 | 0 | 1.1748e-06 | 0.00011416 | 0 | 0.2147 | 0.0473 | 0.088751 | 0.23444 | 0.36769 | 0
5812 | 1 | 5.7329e-05 | 0 | 0 | 1.4098e-05 | 0.00011416 | 0 | 0.21276 | 0.0406 | 0.089847 | 0.22726 | 0.22739 | 0
5813 | 1 | 6.7982e-05 | 0 | 0 | 3.7595e-05 | 0.00011416 | 0 | 0.20995 | 0.028 | 0.099343 | 0.2421 | 0.066242 | 0
5814 | 1 | 8.7303e-05 | 0 | 0 | 9.3987e-05 | 0.00011416 | 0.017445 | 0.20597 | 0.0225 | 0.14244 | 0.25771 | 0.0016614 | 0
5815 | 1 | 0.00010296 | 0 | 0 | 0.0001821 | 0.00011416 | 0.081085 | 0.18367 | 0.0344 | 0.16642 | 0.26789 | 0.012788 | 0
5816 | 1 | 0.0001217 | 0 | 1.5747e-05 | 0.0001586 | 0.00011416 | 0.1948 | 0.15477 | 0.0177 | 0.34088 | 0.29407 | 0.12432 | 0.081889
5817 | 1 | 0.00012395 | 0 | 0.00088952 | 0.00014685 | 0.00011416 | 0.30302 | 0.14352 | 0.011 | 0.39433 | 0.31986 | 0.16196 | 0.25307
5818 | 1 | 0.00012395 | 0 | 0.0015296 | 0.00016448 | 0.00011416 | 0.38168 | 0.1283 | 0.0366 | 0.39457 | 0.33692 | 0.097148 | 0.4853
5819 | 1 | 0.00012609 | 0 | 0.0019365 | 0.00018797 | 0.00011416 | 0.43014 | 0.13741 | 0.0796 | 0.34977 | 0.35651 | 0.029515 | 0.6848
5820 | 1 | 0.00012855 | 0 | 0.0020919 | 0.00020677 | 0.00011416 | 0.45598 | 0.18677 | 0.1258 | 0.30119 | 0.35505 | 0.0013373 | 0.80795
5821 | 1 | 0.00012639 | 0 | 0.0020157 | 0.00018797 | 0.00011416 | 0.46422 | 0.22779 | 0.1801 | 0.27551 | 0.33682 | 0.078782 | 0.89298
5822 | 1 | 0.00012861 | 0 | 0.0019033 | 0.00019032 | 0.00011416 | 0.42513 | 0.23933 | 0.2419 | 0.25359 | 0.32286 | 0.32501 | 0.90303
5823 | 1 | 0.00012369 | 0 | 0.0017514 | 0.00021382 | 0.00011416 | 0.34566 | 0.24292 | 0.2984 | 0.23107 | 0.31355 | 0.41838 | 0.86905
5824 | 1 | 0.00012092 | 0 | 0.0014981 | 0.00022322 | 0.00011416 | 0.24956 | 0.22469 | 0.3375 | 0.27977 | 0.31326 | 0.25771 | 0.75605
5825 | 1 | 0.00012148 | 0 | 0.0010781 | 0.00022322 | 0.00011416 | 0.14166 | 0.19831 | 0.4056 | 0.31398 | 0.33605 | 0.074929 | 0.49269
5826 | 1 | 0.00013219 | 0 | 0.00041369 | 0.00016448 | 0.00011416 | 0.049911 | 0.17145 | 0.4975 | 0.34368 | 0.3439 | 0.0017558 | 0.27449
5827 | 1 | 0.00013764 | 0 | 0 | 0.00011748 | 0.00011416 | 0.010984 | 0.16602 | 0.5872 | 0.27843 | 0.36116 | 0.015778 | 0.11405
5828 | 1 | 0.000129 | 0 | 0 | 8.8113e-05 | 0.00011416 | 0 | 0.1633 | 0.6076 | 0.26698 | 0.33372 | 0.14442 | 0
5829 | 1 | 0.00012275 | 0 | 0 | 5.8742e-05 | 0.00011416 | 0 | 0.15981 | 0.5995 | 0.20282 | 0.31307 | 0.1839 | 0
5830 | 1 | 0.00012207 | 0 | 0 | 3.7595e-05 | 0.00011416 | 0 | 0.1537 | 0.5593 | 0.16009 | 0.30434 | 0.10831 | 0
5831 | 1 | 0.00012267 | 0 | 0 | 2.3497e-05 | 0.00011416 | 0 | 0.13625 | 0.4932 | 0.10543 | 0.27361 | 0.031847 | 0
5832 | 1 | 0.00010267 | 0 | 0 | 9.3987e-06 | 0.00011416 | 0 | 0.1123 | 0.4449 | 0.058924 | 0.26217 | 0.0013373 | 0
5833 | 1 | 8.9707e-05 | 0 | 0 | 5.8742e-06 | 0.00011416 | 0 | 0.1059 | 0.5004 | 0.040541 | 0.25276 | 0.087075 | 0
5834 | 1 | 8.2885e-05 | 0 | 0 | 2.3497e-06 | 0.00011416 | 0 | 0.12655 | 0.5465 | 0.026905 | 0.24782 | 0.3562 | 0
5835 | 1 | 7.1793e-05 | 0 | 0 | 1.1748e-06 | 0.00011416 | 0 | 0.12878 | 0.5408 | 0.014487 | 0.24365 | 0.4593 | 0
5836 | 1 | 6.8368e-05 | 0 | 0 | 1.4098e-05 | 0.00011416 | 0 | 0.1442 | 0.5465 | 0.034819 | 0.24472 | 0.28213 | 0
5837 | 1 | 7.6178e-05 | 0 | 0 | 3.7595e-05 | 0.00011416 | 0 | 0.17649 | 0.5437 | 0.11103 | 0.25024 | 0.081921 | 0
5838 | 1 | 9.5865e-05 | 0 | 0 | 9.3987e-05 | 0.00011416 | 0.013245 | 0.17678 | 0.5408 | 0.26796 | 0.27991 | 0.001829 | 0
5839 | 1 | 0.00011607 | 0 | 0 | 0.0001821 | 0.00011416 | 0.057826 | 0.17688 | 0.4493 | 0.25944 | 0.30444 | 0.018303 | 0
5840 | 1 | 0.00012905 | 0 | 0 | 0.0001586 | 0.00011416 | 0.14586 | 0.16971 | 0.442 | 0.21439 | 0.32364 | 0.16083 | 0.019478
5841 | 1 | 0.00013853 | 0 | 0 | 0.00014685 | 0.00011416 | 0.23744 | 0.18289 | 0.423 | 0.22316 | 0.32073 | 0.20159 | 0.040281
5842 | 1 | 0.00014558 | 0 | 0 | 0.00016448 | 0.00011416 | 0.30884 | 0.18066 | 0.3347 | 0.23545 | 0.31375 | 0.11721 | 0.021996
5843 | 1 | 0.00015049 | 0 | 0 | 0.00018797 | 0.00011416 | 0.37054 | 0.17727 | 0.2764 | 0.24787 | 0.29378 | 0.033674 | 0.040649
5844 | 1 | 0.00015197 | 0 | 0 | 0.00020677 | 0.00011416 | 0.41932 | 0.17804 | 0.2467 | 0.24799 | 0.30153 | 0.0013373 | 0.16214
5845 | 1 | 0.00014665 | 0 | 0 | 0.00018797 | 0.00011416 | 0.43935 | 0.17397 | 0.2165 | 0.20952 | 0.30977 | 0.095931 | 0
5846 | 1 | 0.00014562 | 0 | 0 | 0.00019032 | 0.00011416 | 0.445 | 0.1633 | 0.1894 | 0.18371 | 0.30609 | 0.38931 | 0.002964
5847 | 1 | 0.00013962 | 0 | 0 | 0.00021382 | 0.00011416 | 0.40365 | 0.15623 | 0.1711 | 0.17154 | 0.30745 | 0.50281 | 0.045028
5848 | 1 | 0.00013254 | 0 | 0 | 0.00022322 | 0.00011416 | 0.31497 | 0.14944 | 0.1643 | 0.18578 | 0.31055 | 0.30805 | 0.22553
5849 | 1 | 0.00012752 | 0 | 0 | 0.00022322 | 0.00011416 | 0.18414 | 0.11831 | 0.1585 | 0.20441 | 0.30803 | 0.089335 | 0.30385
5850 | 1 | 0.00013017 | 0 | 0 | 0.00016448 | 0.00011416 | 0.065418 | 0.10231 | 0.1643 | 0.20039 | 0.30861 | 0.0019042 | 0.32477
5851 | 1 | 0.00013093 | 0 | 0 | 0.00011748 | 0.00011416 | 0.013245 | 0.092223 | 0.2098 | 0.19905 | 0.30696 | 0.021085 | 0.11765
5852 | 1 | 0.00012055 | 8.9993e-06 | 0 | 8.8113e-05 | 0.00011416 | 0 | 0.089604 | 0.2945 | 0.15534 | 0.29562 | 0.17845 | 0
5853 | 1 | 0.00011268 | 2.4216e-05 | 0 | 5.8742e-05 | 0.00011416 | 0 | 0.093871 | 0.3598 | 0.14792 | 0.28592 | 0.22038 | 0
5854 | 1 | 0.00010674 | 3.8288e-05 | 0 | 3.7595e-05 | 0.00011416 | 0 | 0.088829 | 0.4056 | 0.13976 | 0.27894 | 0.1266 | 0
5855 | 1 | 0.00010448 | 5.0192e-05 | 0 | 2.3497e-05 | 0.00011416 | 0 | 0.084465 | 0.442 | 0.091794 | 0.26285 | 0.03557 | 0
5856 | 1 | 8.2479e-05 | 6.0623e-05 | 0 | 9.3987e-06 | 0.00011416 | 0 | 0.086113 | 0.4449 | 0.058559 | 0.24821 | 0.0013373 | 0
5857 | 1 | 6.6417e-05 | 6.9643e-05 | 0 | 5.8742e-06 | 0.00011416 | 0 | 0.082622 | 0.4085 | 0.044071 | 0.24355 | 0.099011 | 0
5858 | 1 | 5.693e-05 | 7.7681e-05 | 0 | 2.3497e-06 | 0.00011416 | 0 | 0.073022 | 0.3584 | 0.03981 | 0.23764 | 0.40079 | 0
5859 | 1 | 4.4364e-05 | 8.4123e-05 | 0 | 1.1748e-06 | 0.00011416 | 0 | 0.06633 | 0.2932 | 0.039445 | 0.23967 | 0.5179 | 0
5860 | 1 | 4.0763e-05 | 8.9666e-05 | 0 | 1.4098e-05 | 0.00011416 | 0 | 0.066524 | 0.2337 | 0.048332 | 0.24423 | 0.31703 | 0
5861 | 1 | 4.79e-05 | 9.4963e-05 | 0 | 3.7595e-05 | 0.00011416 | 0 | 0.068173 | 0.1801 | 0.10665 | 0.26973 | 0.091902 | 0
5862 | 1 | 6.9737e-05 | 9.1568e-05 | 0 | 9.3987e-05 | 0.00011416 | 0.015829 | 0.071955 | 0.1502 | 0.17994 | 0.28418 | 0.0019297 | 0
5863 | 1 | 9.914e-05 | 5.3178e-05 | 0 | 0.0001821 | 0.00011416 | 0.08157 | 0.066815 | 0.0952 | 0.21159 | 0.30977 | 0.022071 | 0
5864 | 1 | 0.00012558 | 7.5676e-06 | 0 | 0.0001586 | 0.00011416 | 0.21402 | 0.055275 | 0.0561 | 0.2083 | 0.3089 | 0.18459 | 0.067281
5865 | 1 | 0.00013596 | 0 | 0 | 0.00014685 | 0.00011416 | 0.34744 | 0.057021 | 0.0463 | 0.18907 | 0.31084 | 0.2269 | 0.10738
5866 | 1 | 0.00014162 | 0 | 0 | 0.00016448 | 0.00011416 | 0.44775 | 0.058863 | 0.0397 | 0.17495 | 0.30444 | 0.12983 | 0.49922
5867 | 1 | 0.00014584 | 0 | 0 | 0.00018797 | 0.00011416 | 0.50186 | 0.059833 | 0.0425 | 0.15315 | 0.28709 | 0.036217 | 0.6279
5868 | 1 | 0.0001489 | 0 | 0 | 0.00020677 | 0.00011416 | 0.4912 | 0.064682 | 0.0566 | 0.13209 | 0.28515 | 0.0013373 | 0.63985
5869 | 1 | 0.00014439 | 0 | 0 | 0.00018797 | 0.00011416 | 0.47763 | 0.06924 | 0.074 | 0.126 | 0.27022 | 0.099011 | 1.0436
5870 | 1 | 0.00014292 | 0 | 0 | 0.00019032 | 0.00011416 | 0.43838 | 0.07787 | 0.0923 | 0.1176 | 0.26692 | 0.40079 | 0.94537
5871 | 1 | 0.00013521 | 0 | 0 | 0.00021382 | 0.00011416 | 0.36634 | 0.074185 | 0.1061 | 0.10604 | 0.27448 | 0.5179 | 0.15621
5872 | 1 | 0.00012687 | 0 | 0 | 0.00022322 | 0.00011416 | 0.27605 | 0.071858 | 0.1114 | 0.12941 | 0.29843 | 0.31703 | 0.24531
5873 | 1 | 0.00012275 | 0 | 0 | 0.00022322 | 0.00011416 | 0.16411 | 0.078064 | 0.1161 | 0.20149 | 0.3377 | 0.091902 | 0.56639
5874 | 1 | 0.00012848 | 0 | 0 | 0.00016448 | 0.00011416 | 0.059603 | 0.074864 | 0.1529 | 0.26382 | 0.34982 | 0.0019297 | 0.31487
5875 | 1 | 0.00013003 | 0 | 0 | 0.00011748 | 0.00011416 | 0.011791 | 0.073894 | 0.2419 | 0.19625 | 0.33838 | 0.022071 | 0.084184
5876 | 1 | 0.00011764 | 1.9553e-05 | 0 | 8.8113e-05 | 0.00011416 | 0 | 0.086501 | 0.3782 | 0.16594 | 0.3122 | 0.18459 | 0
5877 | 1 | 0.00010957 | 3.4791e-05 | 0 | 5.8742e-05 | 0.00011416 | 0 | 0.09038 | 0.499 | 0.16935 | 0.2867 | 0.2269 | 0
5878 | 1 | 0.00010444 | 4.8331e-05 | 0 | 3.7595e-05 | 0.00011416 | 0 | 0.083689 | 0.5265 | 0.13185 | 0.261 | 0.12983 | 0
5879 | 1 | 0.00010301 | 5.9457e-05 | 0 | 2.3497e-05 | 0.00011416 | 0 | 0.078937 | 0.4946 | 0.099464 | 0.23163 | 0.036217 | 0
5880 | 1 | 8.1771e-05 | 6.9929e-05 | 0 | 9.3987e-06 | 0.00011416 | 0 | 0.082137 | 0.4493 | 0.078037 | 0.21204 | 0.0013373 | 0
5881 | 1 | 6.5215e-05 | 7.9849e-05 | 0 | 5.8742e-06 | 0.00011416 | 0 | 0.080101 | 0.4245 | 0.054906 | 0.21893 | 0.099011 | 0
5882 | 1 | 5.4803e-05 | 8.9318e-05 | 0 | 2.3497e-06 | 0.00011416 | 0 | 0.073507 | 0.4201 | 0.049915 | 0.22125 | 0.40079 | 0
5883 | 1 | 4.1992e-05 | 9.8195e-05 | 0 | 1.1748e-06 | 0.00011416 | 0 | 0.075058 | 0.4201 | 0.061846 | 0.22057 | 0.5179 | 0
5884 | 1 | 3.7167e-05 | 0.00010611 | 0 | 1.4098e-05 | 0.00011416 | 0 | 0.067494 | 0.3782 | 0.07682 | 0.22465 | 0.31703 | 0
5885 | 1 | 4.4285e-05 | 0.00011286 | 0 | 3.7595e-05 | 0.00011416 | 0 | 0.064682 | 0.2893 | 0.15023 | 0.25228 | 0.091902 | 0
5886 | 1 | 6.6771e-05 | 0.00010981 | 0 | 9.3987e-05 | 0.00011416 | 0.014053 | 0.067882 | 0.2491 | 0.26589 | 0.2963 | 0.0019297 | 0
5887 | 1 | 9.7332e-05 | 7.267e-05 | 0 | 0.0001821 | 0.00011416 | 0.061864 | 0.061676 | 0.176 | 0.29328 | 0.32383 | 0.022071 | 0
5888 | 1 | 0.00012165 | 3.1048e-05 | 0 | 0.0001586 | 0.00011416 | 0.16056 | 0.044802 | 0.1258 | 0.29705 | 0.32878 | 0.18459 | 0.029718
5889 | 1 | 0.00013937 | 0 | 0 | 0.00014685 | 0.00011416 | 0.26716 | 0.03879 | 0.1169 | 0.33358 | 0.31307 | 0.2269 | 0.16469
5890 | 1 | 0.00014296 | 0 | 0 | 0.00016448 | 0.00011416 | 0.35875 | 0.044608 | 0.1091 | 0.30862 | 0.31811 | 0.12983 | 0.45341
5891 | 1 | 0.00014721 | 0 | 0 | 0.00018797 | 0.00011416 | 0.42497 | 0.048196 | 0.1084 | 0.29291 | 0.3057 | 0.036217 | 0.67871
5892 | 1 | 0.0001488 | 0 | 0 | 0.00020677 | 0.00011416 | 0.42158 | 0.060609 | 0.1169 | 0.24519 | 0.2866 | 0.0013373 | 0.99091
5893 | 1 | 0.00014408 | 0 | 0 | 0.00018797 | 0.00011416 | 0.39234 | 0.076222 | 0.1334 | 0.17117 | 0.27429 | 0.092915 | 1.0945
5894 | 1 | 0.00014099 | 0 | 0 | 0.00019032 | 0.00011416 | 0.37425 | 0.08495 | 0.1511 | 0.13733 | 0.28078 | 0.37805 | 1.0538
5895 | 1 | 0.00013427 | 0 | 0 | 0.00021382 | 0.00011416 | 0.36262 | 0.08204 | 0.1691 | 0.15181 | 0.27933 | 0.48802 | 0.99329
5896 | 1 | 0.00012966 | 0 | 0 | 0.00022322 | 0.00011416 | 0.29575 | 0.097653 | 0.1936 | 0.18493 | 0.2803 | 0.29924 | 0.25877
5897 | 1 | 0.00012531 | 0 | 0 | 0.00022322 | 0.00011416 | 0.17622 | 0.10076 | 0.2256 | 0.29267 | 0.29775 | 0.086816 | 0.56349
5898 | 1 | 0.00012903 | 0 | 0 | 0.00016448 | 0.00011416 | 0.061379 | 0.095132 | 0.2713 | 0.28208 | 0.30376 | 0.0018789 | 0.33742
5899 | 1 | 0.00012233 | 2.5975e-05 | 0 | 0.00011748 | 0.00011416 | 0.011468 | 0.09232 | 0.3143 | 0.271 | 0.29717 | 0.020128 | 0
5900 | 1 | 0.00011123 | 4.7062e-05 | 0 | 8.8113e-05 | 0.00011416 | 0 | 0.098138 | 0.3197 | 0.20587 | 0.27749 | 0.17244 | 0
5901 | 1 | 0.000102 | 6.1114e-05 | 0 | 5.8742e-05 | 0.00011416 | 0 | 0.095811 | 0.2688 | 0.16289 | 0.25742 | 0.214 | 0
5902 | 1 | 9.7151e-05 | 7.3815e-05 | 0 | 3.7595e-05 | 0.00011416 | 0 | 0.087277 | 0.2021 | 0.11505 | 0.25305 | 0.12342 | 0
5903 | 1 | 9.6663e-05 | 8.3571e-05 | 0 | 2.3497e-05 | 0.00011416 | 0 | 0.081168 | 0.1511 | 0.10141 | 0.22804 | 0.03493 | 0
5904 | 1 | 7.5201e-05 | 9.257e-05 | 0 | 9.3987e-06 | 0.00011416 | 0 | 0.076416 | 0.1308 | 0.085099 | 0.20904 | 0.0013373 | 0
5905 | 1 | 5.9197e-05 | 0.00010134 | 0 | 5.8742e-06 | 0.00011416 | 0 | 0.073022 | 0.1456 | 0.068907 | 0.20254 | 0.087075 | 0
5906 | 1 | 5.0246e-05 | 0.00010979 | 0 | 2.3497e-06 | 0.00011416 | 0 | 0.068173 | 0.1821 | 0.048089 | 0.21611 | 0.3562 | 0
5907 | 1 | 3.6972e-05 | 0.00011758 | 0 | 1.1748e-06 | 0.00011416 | 0 | 0.063518 | 0.2087 | 0.047967 | 0.22203 | 0.4593 | 0
5908 | 1 | 3.3201e-05 | 0.00012482 | 0 | 1.4098e-05 | 0.00011416 | 0 | 0.067397 | 0.2153 | 0.060385 | 0.22416 | 0.28213 | 0
5909 | 1 | 3.9834e-05 | 0.00013188 | 0 | 3.7595e-05 | 0.00011416 | 0 | 0.066234 | 0.2098 | 0.14828 | 0.24753 | 0.081921 | 0
5910 | 1 | 6.2318e-05 | 0.0001293 | 0 | 9.3987e-05 | 0.00011416 | 0.015022 | 0.062645 | 0.2098 | 0.25907 | 0.29145 | 0.001829 | 0
5911 | 1 | 9.3459e-05 | 8.8132e-05 | 0 | 0.0001821 | 0.00011416 | 0.077693 | 0.059154 | 0.1403 | 0.24677 | 0.30017 | 0.018303 | 0
5912 | 1 | 0.00011894 | 4.0702e-05 | 0 | 0.0001586 | 0.00011416 | 0.20853 | 0.053433 | 0.1342 | 0.22571 | 0.29882 | 0.16083 | 0.00052371
5913 | 1 | 0.00013896 | 9.8175e-07 | 0 | 0.00014685 | 0.00011416 | 0.33839 | 0.055372 | 0.1291 | 0.21232 | 0.28941 | 0.20159 | 0.20462
5914 | 1 | 0.00014252 | 0 | 0 | 0.00016448 | 0.00011416 | 0.41803 | 0.064779 | 0.1024 | 0.19735 | 0.28563 | 0.11721 | 0.51693
5915 | 1 | 0.0001451 | 0 | 0 | 0.00018797 | 0.00011416 | 0.45938 | 0.074961 | 0.0862 | 0.17872 | 0.26236 | 0.033674 | 0.75767
5916 | 1 | 0.00014755 | 0 | 0 | 0.00020677 | 0.00011416 | 0.42982 | 0.087762 | 0.0882 | 0.18188 | 0.2547 | 0.0013373 | 0.97854
5917 | 1 | 0.0001415 | 0 | 0 | 0.00018797 | 0.00011416 | 0.4051 | 0.098526 | 0.1039 | 0.15133 | 0.23783 | 0.078782 | 1.093
5918 | 1 | 0.00013742 | 0 | 0 | 0.00019032 | 0.00011416 | 0.38217 | 0.1123 | 0.143 | 0.15754 | 0.23841 | 0.32501 | 1.0911
5919 | 1 | 0.00013006 | 0 | 0 | 0.00021382 | 0.00011416 | 0.32014 | 0.10619 | 0.1957 | 0.20209 | 0.24675 | 0.41838 | 0.93777
5920 | 1 | 0.00012273 | 0 | 0 | 0.00022322 | 0.00011416 | 0.23243 | 0.097071 | 0.229 | 0.26272 | 0.2516 | 0.25771 | 0.11534
5921 | 1 | 0.00011932 | 0 | 0 | 0.00022322 | 0.00011416 | 0.13261 | 0.089313 | 0.2372 | 0.35707 | 0.26837 | 0.074929 | 0.2776
5922 | 1 | 0.00012237 | 0 | 0 | 0.00016448 | 0.00011416 | 0.04555 | 0.090768 | 0.2372 | 0.36401 | 0.28563 | 0.0017558 | 0.2337
5923 | 1 | 0.00011195 | 3.7859e-05 | 0 | 0.00011748 | 0.00011416 | 0.0093684 | 0.091835 | 0.2815 | 0.27624 | 0.27186 | 0.015778 | 0
5924 | 1 | 0.00010356 | 5.7718e-05 | 0 | 8.8113e-05 | 0.00011416 | 0 | 0.090962 | 0.3444 | 0.25481 | 0.25742 | 0.14442 | 0
5925 | 1 | 9.4824e-05 | 7.2956e-05 | 0 | 5.8742e-05 | 0.00011416 | 0 | 0.093289 | 0.4056 | 0.2531 | 0.24423 | 0.1839 | 0
5926 | 1 | 9.1843e-05 | 8.6905e-05 | 0 | 3.7595e-05 | 0.00011416 | 0 | 0.09678 | 0.4085 | 0.25408 | 0.2358 | 0.10831 | 0
5927 | 1 | 8.9854e-05 | 9.8481e-05 | 0 | 2.3497e-05 | 0.00011416 | 0 | 0.099787 | 0.384 | 0.1366 | 0.22639 | 0.031847 | 0
5928 | 1 | 6.7335e-05 | 0.00010887 | 0 | 9.3987e-06 | 0.00011416 | 0 | 0.10076 | 0.357 | 0.075481 | 0.2165 | 0.0013373 | 0
5929 | 1 | 4.9348e-05 | 0.00011855 | 0 | 5.8742e-06 | 0.00011416 | 0 | 0.099302 | 0.3347 | 0.085099 | 0.20661 | 0.071033 | 0
5930 | 1 | 3.8258e-05 | 0.00012689 | 0 | 2.3497e-06 | 0.00011416 | 0 | 0.094647 | 0.2997 | 0.077307 | 0.1942 | 0.29571 | 0
5931 | 1 | 2.3989e-05 | 0.00013405 | 0 | 1.1748e-06 | 0.00011416 | 0 | 0.088344 | 0.2651 | 0.024349 | 0.20603 | 0.37996 | 0
5932 | 1 | 1.6381e-05 | 0.00013963 | 0 | 1.4098e-05 | 0.00011416 | 0 | 0.08495 | 0.2302 | 0.005235 | 0.20826 | 0.23473 | 0
5933 | 1 | 1.6538e-05 | 0.00014483 | 0 | 3.7595e-05 | 0.00011416 | 0 | 0.083398 | 0.201 | 0.025566 | 0.21805 | 0.068347 | 0
5934 | 1 | 2.4775e-05 | 0.00014166 | 0 | 9.3987e-05 | 0.00011416 | 0.013245 | 0.078258 | 0.1791 | 0.048941 | 0.22571 | 0.0016847 | 0
5935 | 1 | 4.1695e-05 | 9.6906e-05 | 0 | 0.0001821 | 0.00011416 | 0.069617 | 0.071567 | 0.1351 | 0.12113 | 0.24549 | 0.013496 | 0
5936 | 1 | 6.9174e-05 | 4.8637e-05 | 0 | 0.0001586 | 0.00011416 | 0.19545 | 0.067494 | 0.0896 | 0.15559 | 0.2485 | 0.12916 | 0.054734
5937 | 1 | 9.3986e-05 | 9.6334e-06 | 0 | 0.00014685 | 0.00011416 | 0.33726 | 0.072343 | 0.0771 | 0.17409 | 0.2516 | 0.16727 | 0.10087
5938 | 1 | 0.00010325 | 0 | 0 | 0.00016448 | 0.00011416 | 0.46551 | 0.081168 | 0.0406 | 0.16691 | 0.25121 | 0.099862 | 0
5939 | 1 | 0.0001067 | 0 | 0 | 0.00018797 | 0.00011416 | 0.52156 | 0.10017 | 0.0246 | 0.15169 | 0.24636 | 0.030087 | 0
5940 | 1 | 0.00011654 | 0 | 0 | 0.00020677 | 0.00011416 | 0.4912 | 0.11346 | 0.0349 | 0.10981 | 0.22562 | 0.0013373 | 0
5941 | 1 | 0.00011013 | 0 | 0 | 0.00018797 | 0.00011416 | 0.44645 | 0.11938 | 0.0638 | 0.070246 | 0.2164 | 0.061516 | 0
5942 | 1 | 0.00010252 | 0 | 0 | 0.00019032 | 0.00011416 | 0.4051 | 0.13198 | 0.0973 | 0.052228 | 0.2069 | 0.25945 | 0
5943 | 1 | 9.4323e-05 | 0 | 0 | 0.00021382 | 0.00011416 | 0.34227 | 0.15564 | 0.1185 | 0.050523 | 0.21194 | 0.33249 | 0.17982
5944 | 1 | 8.7944e-05 | 0 | 0 | 0.00022322 | 0.00011416 | 0.27443 | 0.16301 | 0.125 | 0.054906 | 0.23211 | 0.20629 | 0.19541
5945 | 1 | 8.7105e-05 | 0 | 0 | 0.00022322 | 0.00011416 | 0.16653 | 0.15293 | 0.1283 | 0.10275 | 0.24045 | 0.060186 | 0.40646
5946 | 1 | 9.2767e-05 | 0 | 0 | 0.00016448 | 0.00011416 | 0.05718 | 0.13993 | 0.1529 | 0.12661 | 0.24695 | 0.0015928 | 0.0021283
5947 | 1 | 8.5511e-05 | 3.927e-05 | 0 | 0.00011748 | 0.00011416 | 0.010338 | 0.11569 | 0.2176 | 0.15449 | 0.24074 | 0.010812 | 0
5948 | 1 | 8.2127e-05 | 5.733e-05 | 0 | 8.8113e-05 | 0.00011416 | 0 | 0.10832 | 0.2516 | 0.16216 | 0.23105 | 0.11054 | 0
5949 | 1 | 7.637e-05 | 7.0011e-05 | 0 | 5.8742e-05 | 0.00011416 | 0 | 0.10279 | 0.2676 | 0.17714 | 0.23909 | 0.1467 | 0
5950 | 1 | 7.6761e-05 | 8.2528e-05 | 0 | 3.7595e-05 | 0.00011416 | 0 | 0.10648 | 0.2751 | 0.13416 | 0.23512 | 0.089302 | 0
5951 | 1 | 7.9679e-05 | 9.4657e-05 | 0 | 2.3497e-05 | 0.00011416 | 0 | 0.11084 | 0.2958 | 0.099586 | 0.21098 | 0.027843 | 0
5952 | 1 | 6.024e-05 | 0.00010724 | 0 | 9.3987e-06 | 0.00011416 | 0 | 0.10531 | 0.3225 | 0.084368 | 0.19924 | 0.0013373 | 0
5953 | 1 | 4.2403e-05 | 0.00011832 | 0 | 5.8742e-06 | 0.00011416 | 0 | 0.11055 | 0.3375 | 0.068663 | 0.19769 | 0.052888 | 0
5954 | 1 | 3.0112e-05 | 0.00012755 | 0 | 2.3497e-06 | 0.00011416 | 0 | 0.10987 | 0.3306 | 0.065863 | 0.19003 | 0.22628 | 0
5955 | 1 | 1.5392e-05 | 0.00013542 | 0 | 1.1748e-06 | 0.00011416 | 0 | 0.11026 | 0.3197 | 0.03421 | 0.17898 | 0.28916 | 0
5956 | 1 | 7.2783e-06 | 0.00014254 | 0 | 1.4098e-05 | 0.00011416 | 0 | 0.11831 | 0.317 | 0.009983 | 0.18586 | 0.18023 | 0
5957 | 1 | 5.4606e-06 | 0.00014865 | 0 | 3.7595e-05 | 0.00011416 | 0 | 0.12316 | 0.309 | 0.0065741 | 0.19459 | 0.052702 | 0
5958 | 1 | 8.0183e-06 | 0.00014765 | 0 | 9.3987e-05 | 0.00011416 | 0.014053 | 0.12558 | 0.3117 | 0.017653 | 0.19789 | 0.0015043 | 0
5959 | 1 | 1.8245e-05 | 0.00011104 | 0 | 0.0001821 | 0.00011416 | 0.080601 | 0.11453 | 0.2467 | 0.056854 | 0.21369 | 0.0085089 | 0
5960 | 1 | 4.1611e-05 | 6.5204e-05 | 0 | 0.0001586 | 0.00011416 | 0.22985 | 0.092417 | 0.1883 | 0.079011 | 0.20293 | 0.0938 | 0.026141
5961 | 1 | 6.8283e-05 | 2.0535e-05 | 0 | 0.00014685 | 0.00011416 | 0.39186 | 0.10784 | 0.1967 | 0.11273 | 0.19837 | 0.12789 | 0.1316
5962 | 1 | 8.406e-05 | 0 | 0 | 0.00016448 | 0.00011416 | 0.51769 | 0.11278 | 0.175 | 0.12491 | 0.20303 | 0.079513 | 0.22611
5963 | 1 | 9.1832e-05 | 0 | 0 | 0.00018797 | 0.00011416 | 0.57018 | 0.1121 | 0.1465 | 0.1394 | 0.19624 | 0.025714 | 0.013929
5964 | 1 | 0.00010244 | 0 | 0 | 0.00020677 | 0.00011416 | 0.56631 | 0.11918 | 0.1209 | 0.087168 | 0.19372 | 0.0013373 | 0.15551
5965 | 1 | 9.5619e-05 | 0 | 0 | 0.00018797 | 0.00011416 | 0.53529 | 0.12238 | 0.1099 | 0.044071 | 0.18965 | 0.041522 | 0.21975
5966 | 1 | 8.474e-05 | 0 | 0 | 0.00019032 | 0.00011416 | 0.48667 | 0.12587 | 0.113 | 0.019479 | 0.18131 | 0.18203 | 0.035
5967 | 1 | 7.6105e-05 | 0 | 0 | 0.00021382 | 0.00011416 | 0.4261 | 0.13431 | 0.1385 | 0.017288 | 0.175 | 0.23148 | 0
5968 | 1 | 7.0699e-05 | 0 | 0 | 0.00022322 | 0.00011416 | 0.33145 | 0.14003 | 0.2021 | 0.05588 | 0.19061 | 0.14542 | 0
5969 | 1 | 7.1543e-05 | 0 | 0 | 0.00022322 | 0.00011416 | 0.19593 | 0.14779 | 0.2905 | 0.11115 | 0.22213 | 0.042682 | 0
5970 | 1 | 8.0114e-05 | 0 | 0 | 0.00016448 | 0.00011416 | 0.063802 | 0.14265 | 0.3825 | 0.14366 | 0.23909 | 0.0013779 | 0.0087137
5971 | 1 | 7.679e-05 | 4.6797e-05 | 0 | 0.00011748 | 0.00011416 | 0.010338 | 0.13247 | 0.5437 | 0.15449 | 0.25238 | 0.0057069 | 0
5972 | 1 | 7.7579e-05 | 6.7475e-05 | 0 | 8.8113e-05 | 0.00011416 | 0 | 0.15118 | 0.6607 | 0.14828 | 0.24316 | 0.072001 | 0
5973 | 1 | 7.2631e-05 | 8.3714e-05 | 0 | 5.8742e-05 | 0.00011416 | 0 | 0.16117 | 0.6778 | 0.17957 | 0.23463 | 0.10281 | 0
5974 | 1 | 6.9641e-05 | 0.00010061 | 0 | 3.7595e-05 | 0.00011416 | 0 | 0.16282 | 0.673 | 0.11675 | 0.23725 | 0.066214 | 0
5975 | 1 | 7.0987e-05 | 0.00011413 | 0 | 2.3497e-05 | 0.00011416 | 0 | 0.16127 | 0.6314 | 0.084003 | 0.20516 | 0.022727 | 0
5976 | 1 | 5.2523e-05 | 0.00012548 | 0 | 9.3987e-06 | 0.00011416 | 0 | 0.15264 | 0.5899 | 0.08729 | 0.18683 | 0.0013373 | 0
5977 | 1 | 3.7391e-05 | 0.00013536 | 0 | 5.8742e-06 | 0.00011416 | 0 | 0.13906 | 0.5691 | 0.097273 | 0.18431 | 0.033399 | 0
5978 | 1 | 2.7641e-05 | 0.00014446 | 0 | 2.3497e-06 | 0.00011416 | 0 | 0.13101 | 0.5422 | 0.13647 | 0.18654 | 0.1499 | 0
5979 | 1 | 1.5162e-05 | 0.00015276 | 0 | 1.1748e-06 | 0.00011416 | 0 | 0.1251 | 0.5178 | 0.13708 | 0.18392 | 0.18973 | 0
5980 | 1 | 1.1895e-05 | 0.00016029 | 0 | 1.4098e-05 | 0.00011416 | 0 | 0.13053 | 0.5135 | 0.12113 | 0.17946 | 0.12009 | 0
5981 | 1 | 2.172e-05 | 0.00016647 | 0 | 3.7595e-05 | 0.00011416 | 0 | 0.12762 | 0.5164 | 0.14792 | 0.19246 | 0.035373 | 0
5982 | 1 | 4.8394e-05 | 0.00016475 | 0 | 9.3987e-05 | 0.00011416 | 0.014376 | 0.12965 | 0.5135 | 0.19662 | 0.2228 | 0.0012781 | 0
5983 | 1 | 8.2347e-05 | 0.00012075 | 0 | 0.0001821 | 0.00011416 | 0.081085 | 0.11501 | 0.3854 | 0.187 | 0.25422 | 0.0039066 | 0
5984 | 1 | 0.00011021 | 6.7495e-05 | 0 | 0.0001586 | 0.00011416 | 0.23873 | 0.089216 | 0.279 | 0.19126 | 0.25587 | 0.056654 | 0.008658
5985 | 1 | 0.00013459 | 9.6538e-06 | 0 | 0.00014685 | 0.00011416 | 0.41076 | 0.080683 | 0.4932 | 0.19881 | 0.2548 | 0.084599 | 0.0084686
5986 | 1 | 0.00014032 | 0 | 0 | 0.00016448 | 0.00011416 | 0.53578 | 0.08941 | 0.4654 | 0.1971 | 0.26576 | 0.056337 | 0.090369
5987 | 1 | 0.00014438 | 0 | 0 | 0.00018797 | 0.00011416 | 0.6012 | 0.097168 | 0.4537 | 0.18213 | 0.24055 | 0.020423 | 0.78354
5988 | 1 | 0.00014685 | 0 | 0 | 0.00020677 | 0.00011416 | 0.62332 | 0.10405 | 0.4654 | 0.15924 | 0.22145 | 0.0013373 | 0.73509
5989 | 1 | 0.00014291 | 0 | 0 | 0.00018797 | 0.00011416 | 0.60475 | 0.11016 | 0.4888 | 0.1372 | 0.21059 | 0.025142 | 0.89388
5990 | 1 | 0.00013967 | 0 | 0 | 0.00019032 | 0.00011416 | 0.56679 | 0.1218 | 0.5236 | 0.12004 | 0.20894 | 0.11662 | 0.83411
5991 | 1 | 0.00013279 | 0 | 0 | 0.00021382 | 0.00011416 | 0.47973 | 0.13838 | 0.5565 | 0.12527 | 0.21146 | 0.14666 | 0.2724
5992 | 1 | 0.00012588 | 0 | 0 | 0.00022322 | 0.00011416 | 0.35374 | 0.15516 | 0.5858 | 0.13891 | 0.21185 | 0.0938 | 0.073599
5993 | 1 | 0.00012208 | 0 | 0 | 0.00022322 | 0.00011416 | 0.20191 | 0.1635 | 0.5981 | 0.21646 | 0.23405 | 0.027767 | 0.44571
5994 | 1 | 0.0001272 | 0 | 0 | 0.00016448 | 0.00011416 | 0.063479 | 0.15623 | 0.594 | 0.29158 | 0.26265 | 0.0011648 | 0.20494
5995 | 1 | 0.00012526 | 2.0637e-05 | 0 | 0.00011748 | 0.00011416 | 0.010176 | 0.14633 | 0.6956 | 0.25639 | 0.26285 | 0.0023023 | 0
5996 | 1 | 0.00011618 | 3.9188e-05 | 0 | 8.8113e-05 | 0.00011416 | 0 | 0.16544 | 0.7559 | 0.20355 | 0.24966 | 0.041324 | 0
5997 | 1 | 0.00010513 | 5.3832e-05 | 0 | 5.8742e-05 | 0.00011416 | 0 | 0.17436 | 0.7059 | 0.17263 | 0.23531 | 0.065756 | 0
5998 | 1 | 9.9881e-05 | 6.7659e-05 | 0 | 3.7595e-05 | 0.00011416 | 0 | 0.17252 | 0.6814 | 0.17738 | 0.22377 | 0.045845 | 0
5999 | 1 | 9.8459e-05 | 7.9194e-05 | 0 | 2.3497e-05 | 0.00011416 | 0 | 0.16573 | 0.6443 | 0.13587 | 0.20525 | 0.017871 | 0
6000 | 1 | 7.7905e-05 | 8.9502e-05 | 0 | 9.3987e-06 | 0.00011416 | 0 | 0.16321 | 0.6196 | 0.12357 | 0.19459 | 0.0013373 | 0
6001 | 1 | 6.0776e-05 | 9.9075e-05 | 0 | 5.8742e-06 | 0.00011416 | 0 | 0.15729 | 0.6102 | 0.10579 | 0.19352 | 0.018372 | 0
6002 | 1 | 5.1558e-05 | 0.00010807 | 0 | 2.3497e-06 | 0.00011416 | 0 | 0.1571 | 0.6169 | 0.089116 | 0.19042 | 0.088676 | 0
6003 | 1 | 3.8565e-05 | 0.00011617 | 0 | 1.1748e-06 | 0.00011416 | 0 | 0.15933 | 0.6142 | 0.10141 | 0.18441 | 0.11065 | 0
6004 | 1 | 3.3841e-05 | 0.00012374 | 0 | 1.4098e-05 | 0.00011416 | 0 | 0.154 | 0.5995 | 0.11505 | 0.18538 | 0.071659 | 0
6005 | 1 | 4.0582e-05 | 0.00013016 | 0 | 3.7595e-05 | 0.00011416 | 0 | 0.15176 | 0.5872 | 0.21768 | 0.20031 | 0.021338 | 0
6006 | 1 | 6.6379e-05 | 0.00012939 | 0 | 9.3987e-05 | 0.00011416 | 0.013568 | 0.14624 | 0.5816 | 0.27964 | 0.23803 | 0.0010584 | 0
6007 | 1 | 9.8689e-05 | 9.0627e-05 | 0 | 0.0001821 | 0.00011416 | 0.076078 | 0.12529 | 0.4727 | 0.28147 | 0.26343 | 0.0012111 | 0
6008 | 1 | 0.00012333 | 4.3095e-05 | 0 | 0.0001586 | 0.00011416 | 0.22177 | 0.095714 | 0.4041 | 0.22535 | 0.27002 | 0.029044 | 0.081744
6009 | 1 | 0.00014261 | 0 | 0 | 0.00014685 | 0.00011416 | 0.37603 | 0.090671 | 0.4786 | 0.19966 | 0.25412 | 0.049941 | 0.29349
6010 | 1 | 0.00014514 | 0 | 0 | 0.00016448 | 0.00011416 | 0.49346 | 0.095132 | 0.4902 | 0.17519 | 0.23638 | 0.036744 | 0.025339
6011 | 1 | 0.00014776 | 0 | 0 | 0.00018797 | 0.00011416 | 0.56259 | 0.11385 | 0.5236 | 0.15632 | 0.22726 | 0.01554 | 0.71381
6012 | 1 | 0.00014868 | 0 | 0 | 0.00020677 | 0.00011416 | 0.59409 | 0.12888 | 0.5565 | 0.16326 | 0.21941 | 0.0013373 | 0
6013 | 1 | 0.00014517 | 0 | 0 | 0.00018797 | 0.00011416 | 0.57826 | 0.13509 | 0.5747 | 0.17604 | 0.21311 | 0.012942 | 0
6014 | 1 | 0.00014287 | 0 | 0 | 0.00019032 | 0.00011416 | 0.53126 | 0.14216 | 0.5789 | 0.15681 | 0.21185 | 0.065594 | 0.15393
6015 | 1 | 0.00013626 | 0 | 0 | 0.00021382 | 0.00011416 | 0.45308 | 0.14653 | 0.5803 | 0.15449 | 0.2071 | 0.081082 | 0.4997
6016 | 1 | 0.00012925 | 0 | 0 | 0.00022322 | 0.00011416 | 0.33323 | 0.14789 | 0.5816 | 0.15364 | 0.21117 | 0.053309 | 0.027612
6017 | 1 | 0.00012487 | 0 | 0 | 0.00022322 | 0.00011416 | 0.19011 | 0.15128 | 0.5663 | 0.20112 | 0.23764 | 0.015987 | 0.50766
6018 | 1 | 0.00012917 | 0 | 0 | 0.00016448 | 0.00011416 | 0.058472 | 0.13964 | 0.5019 | 0.28342 | 0.26566 | 0.00095877 | 0.036493
6019 | 1 | 0.00012957 | 7.7722e-06 | 0 | 0.00011748 | 0.00011416 | 0.0096915 | 0.16069 | 0.5719 | 0.25797 | 0.27361 | 0.00053427 | 0
6020 | 1 | 0.00012293 | 2.4625e-05 | 0 | 8.8113e-05 | 0.00011416 | 0 | 0.20588 | 0.6693 | 0.1898 | 0.25034 | 0.019475 | 0
6021 | 1 | 0.00011053 | 3.8922e-05 | 0 | 5.8742e-05 | 0.00011416 | 0 | 0.2341 | 0.7225 | 0.16959 | 0.23967 | 0.03689 | 0
6022 | 1 | 0.00010482 | 5.3689e-05 | 0 | 3.7595e-05 | 0.00011416 | 0 | 0.24253 | 0.7406 | 0.16168 | 0.23163 | 0.028935 | 0
6023 | 1 | 0.00010305 | 6.6186e-05 | 0 | 2.3497e-05 | 0.00011416 | 0 | 0.24641 | 0.7385 | 0.11687 | 0.20884 | 0.013421 | 0
6024 | 1 | 8.1884e-05 | 7.7926e-05 | 0 | 9.3987e-06 | 0.00011416 | 0 | 0.23904 | 0.6814 | 0.10519 | 0.19672 | 0.0013373 | 0
6025 | 1 | 6.5516e-05 | 8.7764e-05 | 0 | 5.8742e-06 | 0.00011416 | 0 | 0.22605 | 0.6288 | 0.10373 | 0.18994 | 0.0087032 | 0
6026 | 1 | 5.5906e-05 | 9.6191e-05 | 0 | 2.3497e-06 | 0.00011416 | 0 | 0.21722 | 0.6076 | 0.092525 | 0.19052 | 0.046912 | 0
6027 | 1 | 4.2549e-05 | 0.00010449 | 0 | 1.1748e-06 | 0.00011416 | 0 | 0.2181 | 0.6035 | 0.084246 | 0.1878 | 0.057314 | 0
6028 | 1 | 3.7119e-05 | 0.00011288 | 0 | 1.4098e-05 | 0.00011416 | 0 | 0.21354 | 0.5995 | 0.093134 | 0.188 | 0.038394 | 0
6029 | 1 | 4.4087e-05 | 0.00012125 | 0 | 3.7595e-05 | 0.00011416 | 0 | 0.20801 | 0.5926 | 0.20002 | 0.20138 | 0.011614 | 0
6030 | 1 | 6.7294e-05 | 0.00012264 | 0 | 9.3987e-05 | 0.00011416 | 0.013407 | 0.20869 | 0.5816 | 0.25627 | 0.2261 | 0.00086555 | 0
6031 | 1 | 9.8871e-05 | 8.5146e-05 | 0 | 0.0001821 | 0.00011416 | 0.079309 | 0.17669 | 0.5033 | 0.22839 | 0.24093 | 0.00017275 | 0
6032 | 1 | 0.00012488 | 3.477e-05 | 0 | 0.0001586 | 0.00011416 | 0.23324 | 0.11259 | 0.3754 | 0.19808 | 0.24481 | 0.012279 | 0.0050031
6033 | 1 | 0.0001415 | 0 | 0 | 0.00014685 | 0.00011416 | 0.39929 | 0.099399 | 0.3883 | 0.19345 | 0.24501 | 0.026338 | 0.15812
6034 | 1 | 0.00014441 | 0 | 0 | 0.00016448 | 0.00011416 | 0.52011 | 0.10367 | 0.4537 | 0.19759 | 0.2357 | 0.022319 | 0.015076
6035 | 1 | 0.00014702 | 0 | 0 | 0.00018797 | 0.00011416 | 0.5873 | 0.11482 | 0.4654 | 0.17543 | 0.226 | 0.011505 | 0.085087
6036 | 1 | 0.00014875 | 0 | 5.8308e-05 | 0.00020677 | 0.00011416 | 0.60976 | 0.13799 | 0.423 | 0.15315 | 0.21204 | 0.0013373 | 0.033273
6037 | 1 | 0.0001412 | 0 | 0.00033325 | 0.00018797 | 0.00011416 | 0.602 | 0.1506 | 0.3655 | 0.16058 | 0.20923 | 0.0055087 | 0
6038 | 1 | 0.00013752 | 0 | 0.00047327 | 0.00019032 | 0.00011416 | 0.55371 | 0.1602 | 0.2893 | 0.14816 | 0.19886 | 0.032163 | 0.44434
6039 | 1 | 0.00012987 | 0 | 0.00046136 | 0.00021382 | 0.00011416 | 0.47456 | 0.16738 | 0.2165 | 0.13319 | 0.19915 | 0.038714 | 0.070222
6040 | 1 | 0.00012661 | 0 | 0.00029367 | 0.00022322 | 0.00011416 | 0.37555 | 0.17164 | 0.1557 | 0.15961 | 0.21049 | 0.026558 | 0.10093
6041 | 1 | 0.00012745 | 0 | 0 | 0.00022322 | 0.00011416 | 0.20562 | 0.16486 | 0.1084 | 0.20916 | 0.24026 | 0.0081223 | 0.53296
6042 | 1 | 0.00013153 | 0 | 0 | 0.00016448 | 0.00011416 | 0.091585 | 0.14459 | 0.0524 | 0.2223 | 0.26837 | 0.00077858 | 0.27349
6043 | 1 | 0.00013397 | 0 | 0 | 0.00011748 | 0.00011416 | 0.0088839 | 0.17572 | 0.0151 | 0.21622 | 0.26091 | 2.7661e-05 | 0
6044 | 1 | 0.00013047 | 3.8861e-07 | 0 | 8.8113e-05 | 0.00011416 | 0 | 0.22847 | 0.0099 | 0.19552 | 0.22455 | 0.0071183 | 0
6045 | 1 | 0.00011702 | 1.5401e-05 | 0 | 5.8742e-05 | 0.00011416 | 0 | 0.24748 | 0.0291 | 0.16143 | 0.22222 | 0.018018 | 0
6046 | 1 | 0.00011134 | 3.0127e-05 | 0 | 3.7595e-05 | 0.00011416 | 0 | 0.25058 | 0.0709 | 0.1646 | 0.22261 | 0.016797 | 0
6047 | 1 | 0.00010921 | 4.3933e-05 | 0 | 2.3497e-05 | 0.00011416 | 0 | 0.24758 | 0.1334 | 0.11833 | 0.21194 | 0.0097796 | 0
6048 | 1 | 8.8361e-05 | 5.7166e-05 | 0 | 9.3987e-06 | 0.00011416 | 0 | 0.23061 | 0.2198 | 0.10494 | 0.20264 | 0.0013373 | 0
6049 | 1 | 7.0676e-05 | 6.8886e-05 | 0 | 5.8742e-06 | 0.00011416 | 0 | 0.22304 | 0.2815 | 0.11858 | 0.1911 | 0.0035376 | 0
6050 | 1 | 5.9588e-05 | 8.034e-05 | 0 | 2.3497e-06 | 0.00011416 | 0 | 0.21732 | 0.3265 | 0.1142 | 0.18819 | 0.022542 | 0
6051 | 1 | 4.5757e-05 | 9.1057e-05 | 0 | 1.1748e-06 | 0.00011416 | 0 | 0.20908 | 0.3417 | 0.10665 | 0.18683 | 0.026705 | 0
6052 | 1 | 3.9532e-05 | 0.00010155 | 0 | 1.4098e-05 | 0.00011416 | 0 | 0.20423 | 0.332 | 0.13209 | 0.18703 | 0.01879 | 0
6053 | 1 | 4.634e-05 | 0.00011077 | 0 | 3.7595e-05 | 0.00011416 | 0 | 0.20122 | 0.3225 | 0.19735 | 0.2102 | 0.0058131 | 0
6054 | 1 | 7.017e-05 | 0.00011358 | 0 | 9.3987e-05 | 0.00011416 | 0.010984 | 0.19754 | 0.3143 | 0.21366 | 0.22823 | 0.00071072 | 0
6055 | 1 | 0.00010135 | 7.9992e-05 | 0 | 0.0001821 | 0.00011416 | 0.064933 | 0.16621 | 0.2337 | 0.21889 | 0.24646 | 7.3737e-07 | 0
6056 | 1 | 0.00012489 | 3.3625e-05 | 0 | 0.0001586 | 0.00011416 | 0.18382 | 0.11365 | 0.0746 | 0.20307 | 0.24733 | 0.0041279 | 0
6057 | 1 | 0.00014158 | 0 | 0 | 0.00014685 | 0.00011416 | 0.32257 | 0.095714 | 0.0177 | 0.18079 | 0.23997 | 0.012599 | 0.0058054
6058 | 1 | 0.00014464 | 0 | 0 | 0.00016448 | 0.00011416 | 0.44322 | 0.096005 | 0.0113 | 0.17129 | 0.22833 | 0.01296 | 0
6059 | 1 | 0.00014835 | 0 | 0 | 0.00018797 | 0.00011416 | 0.51817 | 0.11491 | 0.0148 | 0.17239 | 0.21757 | 0.0084813 | 0.14136
6060 | 1 | 0.0001484 | 0 | 0.00010044 | 0.00020677 | 0.00011416 | 0.54563 | 0.13858 | 0.012 | 0.16009 | 0.21476 | 0.0013373 | 0.35135
6061 | 1 | 0.00014171 | 0 | 0.00031495 | 0.00018797 | 0.00011416 | 0.54773 | 0.12645 | 0.0078 | 0.15352 | 0.20361 | 0.0026183 | 0.22606
6062 | 1 | 0.00013944 | 0 | 0.00037751 | 0.00019032 | 0.00011416 | 0.52399 | 0.11666 | 0.0088 | 0.14256 | 0.19013 | 0.017814 | 0.079426
6063 | 1 | 0.00013528 | 0 | 0.00029367 | 0.00021382 | 0.00011416 | 0.43676 | 0.11201 | 0.0122 | 0.1506 | 0.18373 | 0.020858 | 0.79414
6064 | 1 | 0.00013182 | 0 | 6.1713e-05 | 0.00022322 | 0.00011416 | 0.3048 | 0.10842 | 0.0196 | 0.1758 | 0.20138 | 0.014951 | 0
6065 | 1 | 0.00012784 | 0 | 0 | 0.00022322 | 0.00011416 | 0.17332 | 0.10813 | 0.0336 | 0.2178 | 0.22387 | 0.0046641 | 0.019344
6066 | 1 | 0.00013138 | 0 | 0 | 0.00016448 | 0.00011416 | 0.052496 | 0.10367 | 0.079 | 0.27271 | 0.23919 | 0.00067196 | 0.091126
6067 | 1 | 0.00013222 | 0 | 0 | 0.00011748 | 0.00011416 | 0.0088839 | 0.13053 | 0.1511 | 0.24483 | 0.23967 | 5.0278e-08 | 0
6068 | 1 | 0.00012633 | 1.2088e-05 | 0 | 8.8113e-05 | 0.00011416 | 0 | 0.17184 | 0.1925 | 0.19138 | 0.22755 | 0.0028178 | 0
6069 | 1 | 0.00011342 | 2.7632e-05 | 0 | 5.8742e-05 | 0.00011416 | 0 | 0.19075 | 0.201 | 0.17896 | 0.22397 | 0.0099392 | 0
6070 | 1 | 0.00010776 | 4.3135e-05 | 0 | 3.7595e-05 | 0.00011416 | 0 | 0.19162 | 0.1681 | 0.17288 | 0.23134 | 0.010966 | 0
6071 | 1 | 0.00010649 | 5.7248e-05 | 0 | 2.3497e-05 | 0.00011416 | 0 | 0.18542 | 0.1291 | 0.12296 | 0.2102 | 0.0077605 | 0
6072 | 1 | 8.4507e-05 | 6.9684e-05 | 0 | 9.3987e-06 | 0.00011416 | 0 | 0.16874 | 0.1177 | 0.1187 | 0.20089 | 0.0013373 | 0
6073 | 1 | 6.7687e-05 | 8.1014e-05 | 0 | 5.8742e-06 | 0.00011416 | 0 | 0.15206 | 0.1242 | 0.10592 | 0.19081 | 0.0029044 | 0
6074 | 1 | 5.7229e-05 | 9.1302e-05 | 0 | 2.3497e-06 | 0.00011416 | 0 | 0.13741 | 0.1317 | 0.091308 | 0.1815 | 0.019308 | 0
6075 | 1 | 4.4189e-05 | 0.00010032 | 0 | 1.1748e-06 | 0.00011416 | 0 | 0.12995 | 0.1217 | 0.097516 | 0.17811 | 0.022701 | 0
6076 | 1 | 3.9083e-05 | 0.00010834 | 0 | 1.4098e-05 | 0.00011416 | 0 | 0.11753 | 0.0869 | 0.1243 | 0.18131 | 0.016166 | 0
6077 | 1 | 4.6338e-05 | 0.00011556 | 0 | 3.7595e-05 | 0.00011416 | 0 | 0.11007 | 0.0656 | 0.21135 | 0.20215 | 0.0050285 | 0
6078 | 1 | 6.9787e-05 | 0.0001176 | 0 | 9.3987e-05 | 0.00011416 | 0.012114 | 0.11036 | 0.0803 | 0.29267 | 0.23182 | 0.00068472 | 0
6079 | 1 | 0.00010243 | 7.8867e-05 | 0 | 0.0001821 | 0.00011416 | 0.068163 | 0.098041 | 0.1334 | 0.31203 | 0.24132 | 1.6717e-10 | 0
6080 | 1 | 0.00012392 | 3.4852e-05 | 0 | 0.0001586 | 0.00011416 |  |  | 0.1511 |  |  | 0.0032178 | 0.085388
6081 | 1 | 0.00014189 | 0 | 0 | 0.00014685 | 0.00011416 | 0.33872 | 0.04839 | 0.2021 | 0.25883 | 0.23231 | 0.010779 | 0.22736
6082 | 1 | 0.00014428 | 0 | 0 | 0.00016448 | 0.00011416 | 0.43208 | 0.045869 | 0.2867 | 0.22644 | 0.24714 | 0.011606 | 0.35043
6083 | 1 | 0.00014647 | 0 | 0 | 0.00018797 | 0.00011416 | 0.46051 | 0.060997 | 0.3612 | 0.24336 | 0.23328 | 0.007996 | 0.2492
6084 | 1 | 0.00014739 | 0 | 5.1073e-06 | 0.00020677 | 0.00011416 | 0.49168 | 0.073604 | 0.4172 | 0.20757 | 0.22668 | 0.0013373 | 0.16124
6085 | 1 | 0.00013885 | 0 | 0.0002477 | 0.00018797 | 0.00011416 | 0.50331 | 0.086792 | 0.4478 | 0.16362 | 0.2133 | 0.0046503 | 0.25703
6086 | 1 | 0.00013443 | 0 | 0.00035708 | 0.00019032 | 0.00011416 | 0.46568 | 0.094259 | 0.4537 | 0.1523 | 0.19827 | 0.028041 | 0.33839
6087 | 1 | 0.00012787 | 0 | 0.00031623 | 0.00021382 | 0.00011416 | 0.39137 | 0.096974 | 0.4317 | 0.16581 | 0.19692 | 0.033553 | 0.087739
6088 | 1 | 0.00012335 | 0 | 0.00013705 | 0.00022322 | 0.00011416 | 0.29575 | 0.093677 | 0.3683 | 0.24361 | 0.2101 | 0.023235 | 0.014163
6089 | 1 | 0.00012245 | 0 | 0 | 0.00022322 | 0.00011416 | 0.18155 | 0.090865 | 0.2997 | 0.30558 | 0.22183 | 0.0071367 | 0.14105
6090 | 1 | 0.00012505 | 0 | 0 | 0.00016448 | 0.00011416 | 0.081247 | 0.086307 | 0.2396 | 0.31495 | 0.25063 | 0.00075094 | 0.081287
6091 | 1 | 0.00012607 | 0 | 0 | 0.00011748 | 0.00011416 | 0.048942 | 0.088538 | 0.2279 | 0.34052 | 0.24733 | 1.0303e-05 | 0
6092 | 1 | 0.0001271 | 0 | 0 | 8.8113e-05 | 0.00011416 | 0 | 0.10512 | 0.2256 | 0.24604 | 0.22814 | 0.0057917 | 0
6093 | 1 | 0.0001179 | 0 | 0 | 5.8742e-05 | 0.00011416 | 0 | 0.12422 | 0.2564 | 0.21366 | 0.21485 | 0.015695 | 0
6094 | 1 | 0.0001169 | 0 | 0 | 3.7595e-05 | 0.00011416 | 0 | 0.1409 | 0.3375 | 0.20989 | 0.21466 | 0.015183 | 0
6095 | 1 | 0.00011774 | 3.9679e-06 | 0 | 2.3497e-05 | 0.00011416 | 0 | 0.15778 | 0.4405 | 0.16034 | 0.20797 | 0.0092455 | 0
6096 | 1 | 9.7571e-05 | 8.1199e-06 | 0 | 9.3987e-06 | 0.00011416 | 0 | 0.18192 | 0.4786 | 0.10299 | 0.2006 | 0.0013373 | 0
6097 | 1 | 8.1959e-05 | 1.084e-05 | 0 | 5.8742e-06 | 0.00011416 | 0 | 0.20578 | 0.5091 | 0.094595 | 0.1974 | 0.0081022 | 0
6098 | 1 | 7.0632e-05 | 1.3376e-05 | 0 | 2.3497e-06 | 0.00011416 | 0 | 0.21654 | 0.5465 | 0.090334 | 0.18848 | 0.044193 | 0
6099 | 1 | 5.7027e-05 | 1.6056e-05 | 0 | 1.1748e-06 | 0.00011416 | 0 | 0.21751 | 0.5789 | 0.096664 | 0.1815 | 0.053873 | 0
6100 | 1 | 4.9657e-05 | 1.941e-05 | 0 | 1.4098e-05 | 0.00011416 | 0 | 0.21693 | 0.5565 | 0.11127 | 0.17753 | 0.036217 | 0
6101 | 1 | 5.0804e-05 | 2.1782e-05 | 0 | 3.7595e-05 | 0.00011416 | 0 | 0.21257 | 0.4946 | 0.15327 | 0.18111 | 0.010974 | 0
6102 | 1 | 5.6943e-05 | 2.2437e-05 | 0 | 9.3987e-05 | 0.00011416 | 0.026975 | 0.21237 | 0.461 | 0.1495 | 0.19604 | 0.00085063 | 0
6103 | 1 | 6.6014e-05 | 6.3813e-06 | 0 | 0.0001821 | 0.00011416 | 0.045065 | 0.23468 | 0.4946 | 0.18493 | 0.20545 | 0.00013621 | 0
6104 | 1 | 8.156e-05 | 0 | 0 | 0.0001586 | 0.00011416 | 0.10435 | 0.22983 | 0.4639 | 0.22352 | 0.22649 | 0.011287 | 0
6105 | 1 | 9.7618e-05 | 0 | 0 | 0.00014685 | 0.00011416 | 0.21838 | 0.23478 | 0.4449 | 0.19954 | 0.23114 | 0.024803 | 0
6106 | 1 | 0.00010664 | 0 | 0 | 0.00016448 | 0.00011416 | 0.24746 | 0.24147 | 0.3361 | 0.20575 | 0.25354 | 0.021325 | 0
6107 | 1 | 0.00011165 | 0 | 0 | 0.00018797 | 0.00011416 | 0.28267 | 0.20365 | 0.2651 | 0.24239 | 0.25354 | 0.011204 | 0
6108 | 1 | 0.00012205 | 0 | 0 | 0.00020677 | 0.00011416 | 0.29914 | 0.15991 | 0.2528 | 0.23496 | 0.24821 | 0.0013373 | 0
6109 | 1 | 0.00011446 | 0 | 0 | 0.00018797 | 0.00011416 | 0.31174 | 0.1282 | 0.2854 | 0.21488 | 0.23473 | 0.01376 | 0.0059726
6110 | 1 | 0.00010652 | 0 | 0 | 0.00019032 | 0.00011416 | 0.30641 | 0.10541 | 0.3444 | 0.14536 | 0.2326 | 0.069123 | 0
6111 | 1 | 9.8505e-05 | 0 | 0 | 0.00021382 | 0.00011416 | 0.26167 | 0.11152 | 0.384 | 0.15717 | 0.22183 | 0.08559 | 0
6112 | 1 | 9.2487e-05 | 0 | 0 | 0.00022322 | 0.00011416 | 0.19141 | 0.12801 | 0.3225 | 0.25189 | 0.21922 | 0.056119 | 0
6113 | 1 | 9.2092e-05 | 0 | 0 | 0.00022322 | 0.00011416 | 0.11032 | 0.14032 | 0.2302 | 0.27112 | 0.23366 | 0.016808 | 0
6114 | 1 | 9.7392e-05 | 0 | 0 | 0.00016448 | 0.00011416 | 0.036505 | 0.14071 | 0.1957 | 0.24507 | 0.25538 | 0.00097493 | 0.0025294
6115 | 1 | 0.00010044 | 0 | 0 | 0.00011748 | 0.00011416 | 0.0080762 | 0.14546 | 0.2176 | 0.20234 | 0.25936 | 0.00062252 | 0
6116 | 1 | 9.8722e-05 | 1.1515e-05 | 0 | 8.8113e-05 | 0.00011416 | 0 | 0.15196 | 0.1873 | 0.20502 | 0.25625 | 0.020896 | 0
6117 | 1 | 8.8157e-05 | 2.436e-05 | 0 | 5.8742e-05 | 0.00011416 | 0 | 0.13412 | 0.152 | 0.19382 | 0.26188 | 0.038885 | 0
6118 | 1 | 8.9615e-05 | 3.4382e-05 | 0 | 3.7595e-05 | 0.00011416 | 0 | 0.09969 | 0.0746 | 0.17896 | 0.28282 | 0.030151 | 0
6119 | 1 | 9.3812e-05 | 4.0804e-05 | 0 | 2.3497e-05 | 0.00011416 | 0 | 0.068367 | 0.0357 | 0.20234 | 0.27254 | 0.01376 | 0
6120 | 1 | 7.6288e-05 | 4.7492e-05 | 0 | 9.3987e-06 | 0.00011416 | 0 | 0.060803 | 0.0353 | 0.1103 | 0.26605 | 0.0013373 | 0
6121 | 1 | 6.1328e-05 | 5.4262e-05 | 0 | 5.8742e-06 | 0.00011416 | 0 | 0.059639 | 0.0383 | 0.081446 | 0.26207 | 0.022727 | 0
6122 | 1 | 5.0316e-05 | 5.87e-05 | 0 | 2.3497e-06 | 0.00011416 | 0 | 0.057118 | 0.0468 | 0.067568 | 0.25325 | 0.10674 | 0
6123 | 1 | 3.7123e-05 | 6.0582e-05 | 0 | 1.1748e-06 | 0.00011416 | 0 | 0.06924 | 0.098 | 0.064402 | 0.24607 | 0.1339 | 0
6124 | 1 | 3.1038e-05 | 6.0746e-05 | 0 | 1.4098e-05 | 0.00011416 | 0 | 0.085144 | 0.1193 | 0.06148 | 0.23841 | 0.085976 | 0
6125 | 1 | 2.9304e-05 | 6.0152e-05 | 0 | 3.7595e-05 | 0.00011416 | 0 | 0.11036 | 0.0966 | 0.07329 | 0.24006 | 0.025498 | 0
6126 | 1 | 3.293e-05 | 5.823e-05 | 0 | 9.3987e-05 | 0.00011416 | 0.0077532 | 0.13722 | 0.13 | 0.096908 | 0.24656 | 0.0011286 | 0
6127 | 1 | 3.834e-05 | 3.929e-05 | 0 | 0.0001821 | 0.00011416 | 0.037635 | 0.13712 | 0.1317 | 0.13367 | 0.25325 | 0.0018864 | 0
6128 | 1 | 5.2332e-05 | 1.8715e-05 | 0 | 0.0001586 | 0.00011416 | 0.11517 | 0.12965 | 0.0656 | 0.14853 | 0.25829 | 0.036909 | 0.0011811
6129 | 1 | 7.3017e-05 | 0 | 0 | 0.00014685 | 0.00011416 | 0.20207 | 0.12364 | 0.0094 | 0.15924 | 0.25945 | 0.060161 | 0
6130 | 1 | 8.5332e-05 | 0 | 0 | 0.00016448 | 0.00011416 | 0.27556 | 0.14895 | 0.0086 | 0.17312 | 0.26459 | 0.042662 | 0
6131 | 1 | 9.4993e-05 | 0 | 0 | 0.00018797 | 0.00011416 | 0.31465 | 0.1826 | 0.0679 | 0.1562 | 0.27186 | 0.01707 | 0
6132 | 1 | 0.00010623 | 0 | 0 | 0.00020677 | 0.00011416 | 0.33613 | 0.20132 | 0.1585 | 0.12101 | 0.27458 | 0.0013373 | 0.0014151
6133 | 1 | 9.7994e-05 | 0 | 0 | 0.00018797 | 0.00011416 | 0.33597 | 0.21742 | 0.3911 | 0.12113 | 0.27022 | 0.03493 | 0.0075103
6134 | 1 | 8.8093e-05 | 0 | 0 | 0.00019032 | 0.00011416 | 0.31546 | 0.24205 | 0.6582 | 0.10044 | 0.26556 | 0.15599 | 0.039646
6135 | 1 | 8.0008e-05 | 0 | 0 | 0.00021382 | 0.00011416 | 0.26345 | 0.22993 | 0.8316 | 0.085099 | 0.25441 | 0.19764 | 0.42468
6136 | 1 | 7.4612e-05 | 0 | 0 | 0.00022322 | 0.00011416 | 0.17251 | 0.22983 | 0.8783 | 0.09009 | 0.24947 | 0.1249 | 0.021617
6137 | 1 | 7.5937e-05 | 0 | 0 | 0.00022322 | 0.00011416 | 0.086093 | 0.20433 | 0.8388 | 0.16508 | 0.24666 | 0.036762 | 0.29566
6138 | 1 | 8.4966e-05 | 0 | 0 | 0.00016448 | 0.00011416 | 0.028105 | 0.16718 | 0.8294 | 0.20745 | 0.26595 | 0.0012976 | 0.32344
6139 | 1 | 9.6178e-05 | 0 | 0 | 0.00011748 | 0.00011416 | 0.0074301 | 0.13974 | 0.855 | 0.3186 | 0.28476 | 0.0042308 | 0
6140 | 1 | 0.00010161 | 2.2703e-06 | 0 | 8.8113e-05 | 0.00011416 | 0 | 0.14071 | 0.7949 | 0.26589 | 0.28728 | 0.059529 | 0
6141 | 1 | 9.2783e-05 | 1.037e-05 | 0 | 5.8742e-05 | 0.00011416 | 0 | 0.14944 | 0.7588 | 0.26759 | 0.28456 | 0.088053 | 0
6142 | 1 | 9.2236e-05 | 1.8633e-05 | 0 | 3.7595e-05 | 0.00011416 | 0 | 0.16602 | 0.7751 | 0.2531 | 0.30997 | 0.058228 | 0
6143 | 1 | 9.6246e-05 | 2.4032e-05 | 0 | 2.3497e-05 | 0.00011416 | 0 | 0.19831 | 0.7843 | 0.11456 | 0.30754 | 0.020871 | 0
6144 | 1 | 7.9118e-05 | 2.6221e-05 | 0 | 9.3987e-06 | 0.00011416 | 0 | 0.2373 | 0.7695 | 0.071707 | 0.31142 | 0.0013373 | 0
6145 | 1 | 6.511e-05 | 2.8962e-05 | 0 | 5.8742e-06 | 0.00011416 | 0 | 0.26988 | 0.8116 | 0.071098 | 0.31132 | 0.050866 | 0
6146 | 1 | 5.6313e-05 | 3.3338e-05 | 0 | 2.3497e-06 | 0.00011416 | 0 | 0.29412 | 0.8264 | 0.07475 | 0.32984 | 0.21846 | 0
6147 | 1 | 4.3791e-05 | 3.8411e-05 | 0 | 1.1748e-06 | 0.00011416 | 0 | 0.32506 | 0.8977 | 0.073168 | 0.33634 | 0.27895 | 0
6148 | 1 | 4.0243e-05 | 4.2931e-05 | 0 | 1.4098e-05 | 0.00011416 | 0 | 0.35939 | 0.9555 | 0.071098 | 0.32723 | 0.17408 | 0
6149 | 1 | 5.0541e-05 | 4.7635e-05 | 0 | 3.7595e-05 | 0.00011416 | 0 | 0.37859 | 0.9682 | 0.11249 | 0.33091 | 0.050934 | 0
6150 | 1 | 7.6121e-05 | 5.0171e-05 | 0 | 9.3987e-05 | 0.00011416 | 0.0061379 | 0.39934 | 0.9461 | 0.16557 | 0.34487 | 0.0014827 | 0
6151 | 1 | 0.00010297 | 3.7409e-05 | 0 | 0.0001821 | 0.00011416 | 0.037797 | 0.40632 | 0.9424 | 0.187 | 0.37212 | 0.0079894 | 0
6152 | 1 | 0.00011977 | 1.8019e-05 | 0 | 0.0001586 | 0.00011416 | 0.12066 | 0.42203 | 0.9402 | 0.19832 | 0.37124 | 0.089897 | 0.040181
6153 | 1 | 0.00013287 | 0 | 0 | 0.00014685 | 0.00011416 | 0.20885 | 0.46664 | 0.9633 | 0.20672 | 0.36688 | 0.12346 | 0.17059
6154 | 1 | 0.00013637 | 0 | 0 | 0.00016448 | 0.00011416 | 0.27879 | 0.50766 | 0.9768 | 0.23874 | 0.38394 | 0.077184 | 0.37965
6155 | 1 | 0.00013958 | 0 | 0 | 0.00018797 | 0.00011416 | 0.36731 | 0.53986 | 0.9785 | 0.21634 | 0.38113 | 0.025199 | 0.48373
6156 | 1 | 0.00014202 | 0 | 0 | 0.00020677 | 0.00011416 | 0.41706 | 0.58136 | 0.9774 | 0.15754 | 0.37396 | 0.0013373 | 0.33947
6157 | 1 | 0.00013968 | 0 | 0 | 0.00018797 | 0.00011416 | 0.42982 | 0.59465 | 0.9733 | 0.13854 | 0.37338 | 0.068568 | 0.6801
6158 | 1 | 0.00013697 | 0 | 0 | 0.00019032 | 0.00011416 | 0.41544 | 0.6026 | 0.9684 | 0.12126 | 0.37561 | 0.28635 | 0.68283
6159 | 1 | 0.00012999 | 0 | 0 | 0.00021382 | 0.00011416 | 0.34647 | 0.58611 | 0.9587 | 0.1176 | 0.37987 | 0.36769 | 0.23498
6160 | 1 | 0.00012398 | 0 | 0 | 0.00022322 | 0.00011416 | 0.25246 | 0.56148 | 0.945 | 0.12138 | 0.37648 | 0.22739 | 0.16544
6161 | 1 | 0.00011945 | 0 | 0 | 0.00022322 | 0.00011416 | 0.12664 | 0.51406 | 0.9247 | 0.1428 | 0.38588 | 0.066242 | 0.39965
6162 | 1 | 0.0001209 | 1.0636e-05 | 0 | 0.00016448 | 0.00011416 | 0.036828 | 0.45258 | 0.8799 | 0.15559 | 0.38627 | 0.0016614 | 0.25283
6163 | 1 | 0.00011744 | 4.0477e-05 | 0 | 0.00011748 | 0.00011416 | 0.0080762 | 0.39168 | 0.8575 | 0.16241 | 0.37861 | 0.012788 | 0
6164 | 1 | 0.00011271 | 5.5571e-05 | 0 | 8.8113e-05 | 0.00011416 | 0 | 0.38189 | 0.8879 | 0.1478 | 0.37182 | 0.12432 | 0
6165 | 1 | 9.6879e-05 | 6.7331e-05 | 0 | 5.8742e-05 | 0.00011416 | 0 | 0.4006 | 0.9029 | 0.13234 | 0.36397 | 0.16196 | 0
6166 | 1 | 9.2237e-05 | 7.6842e-05 | 0 | 3.7595e-05 | 0.00011416 | 0 | 0.40361 | 0.8929 | 0.12199 | 0.35912 | 0.097148 | 0
6167 | 1 | 9.2874e-05 | 8.3776e-05 | 0 | 2.3497e-05 | 0.00011416 | 0 | 0.40235 | 0.8755 | 0.10421 | 0.34623 | 0.029515 | 0
6168 | 1 | 7.3097e-05 | 8.9666e-05 | 0 | 9.3987e-06 | 0.00011416 | 0 | 0.4069 | 0.8638 | 0.090577 | 0.34041 | 0.0013373 | 0
6169 | 1 | 5.8198e-05 | 9.435e-05 | 0 | 5.8742e-06 | 0.00011416 | 0 | 0.42203 | 0.8464 | 0.068907 | 0.33847 | 0.089964 | 0
6170 | 1 | 5.008e-05 | 9.6968e-05 | 0 | 2.3497e-06 | 0.00011416 | 0 | 0.43978 | 0.7984 | 0.067689 | 0.33644 | 0.36702 | 0
6171 | 1 | 3.9557e-05 | 9.7295e-05 | 0 | 1.1748e-06 | 0.00011416 | 0 | 0.43173 | 0.7539 | 0.067811 | 0.33392 | 0.47351 | 0
6172 | 1 | 3.6879e-05 | 9.7704e-05 | 0 | 1.4098e-05 | 0.00011416 | 0 | 0.42135 | 0.7236 | 0.10567 | 0.3377 | 0.2906 | 0
6173 | 1 | 4.6302e-05 | 9.7643e-05 | 0 | 3.7595e-05 | 0.00011416 | 0 | 0.43134 | 0.7458 | 0.14268 | 0.32606 | 0.084345 | 0
6174 | 1 | 7.1842e-05 | 9.8093e-05 | 0 | 9.3987e-05 | 0.00011416 | 0.0012922 | 0.43435 | 0.6967 | 0.20916 | 0.35127 | 0.0018538 | 0
6175 | 1 | 9.9811e-05 | 8.5228e-05 | 0 | 0.0001821 | 0.00011416 | 0.021644 | 0.4295 | 0.6156 | 0.1674 | 0.36659 | 0.019201 | 0
6176 | 1 | 0.00011861 | 5.8087e-05 | 0 | 0.0001586 | 0.00011416 | 0.072686 | 0.43086 | 0.4099 | 0.19102 | 0.36863 | 0.16657 | 0.067615
6177 | 1 | 0.00013501 | 2.5403e-05 | 0 | 0.00014685 | 0.00011416 | 0.13503 | 0.43939 | 0.3238 | 0.20733 | 0.36775 | 0.20773 | 0.26643
6178 | 1 | 0.00014244 | 0 | 0 | 0.00016448 | 0.00011416 | 0.20756 | 0.45859 | 0.2516 | 0.18931 | 0.37027 | 0.12029 | 0.4986
6179 | 1 | 0.00014822 | 0 | 0 | 0.00018797 | 0.00011416 | 0.30609 | 0.45413 | 0.3293 | 0.13842 | 0.35166 | 0.034298 | 0.73282
6180 | 1 | 0.00014831 | 0 | 0 | 0.00020677 | 0.00011416 | 0.34792 | 0.4391 | 0.4172 | 0.097151 | 0.3504 | 0.0013373 | 0.91387
6181 | 1 | 0.00014354 | 0 | 0 | 0.00018797 | 0.00011416 | 0.33484 | 0.42514 | 0.6116 | 0.077064 | 0.3376 | 0.1154 | 1.0413
6182 | 1 | 0.00014151 | 0 | 0 | 0.00019032 | 0.00011416 | 0.29123 | 0.39546 | 0.7666 | 0.11858 | 0.33808 | 0.46157 | 0.97285
6183 | 1 | 0.00013609 | 0 | 0 | 0.00021382 | 0.00011416 | 0.2313 | 0.37568 | 0.707 | 0.095812 | 0.34982 | 0.59791 | 0.94159
6184 | 1 | 0.00013101 | 0 | 0 | 0.00022322 | 0.00011416 | 0.15103 | 0.33573 | 0.5193 | 0.070733 | 0.34022 | 0.36456 | 0.23854
6185 | 1 | 0.00012728 | 0 | 0 | 0.00022322 | 0.00011416 | 0.072686 | 0.2211 | 0.5607 | 0.20794 | 0.33595 | 0.10548 | 0.50248
6186 | 1 | 0.00013283 | 0 | 0 | 0.00016448 | 0.00011416 | 0.023098 | 0.18435 | 0.6967 | 0.34125 | 0.37396 | 0.0020606 | 0.27499
6187 | 1 | 0.00013444 | 1.7958e-05 | 0 | 0.00011748 | 0.00011416 | 0.006784 | 0.21567 | 0.7958 | 0.30886 | 0.37958 | 0.027465 | 0
6188 | 1 | 0.00013001 | 2.1517e-05 | 0 | 8.8113e-05 | 0.00011416 | 0 | 0.27706 | 0.8324 | 0.17068 | 0.36407 | 0.21744 | 0
6189 | 1 | 0.0001138 | 2.4216e-05 | 0 | 5.8742e-05 | 0.00011416 | 0 | 0.30314 | 0.8444 | 0.13672 | 0.34904 | 0.26141 | 0
6190 | 1 | 0.00011218 | 2.5812e-05 | 0 | 3.7595e-05 | 0.00011416 | 0 | 0.32477 | 0.8889 | 0.1243 | 0.33265 | 0.14684 | 0
6191 | 1 | 0.00011547 | 2.4932e-05 | 0 | 2.3497e-05 | 0.00011416 | 0 | 0.35929 | 0.9162 | 0.10141 | 0.30134 | 0.039572 | 0
6192 | 1 | 9.8192e-05 | 2.3705e-05 | 0 | 9.3987e-06 | 0.00011416 | 0 | 0.37946 | 0.8766 | 0.092038 | 0.28709 | 0.0013373 | 0
6193 | 1 | 8.4242e-05 | 2.211e-05 | 0 | 5.8742e-06 | 0.00011416 | 0 | 0.407 | 0.876 | 0.085707 | 0.28137 | 0.13735 | 0
6194 | 1 | 7.7755e-05 | 1.8592e-05 | 0 | 2.3497e-06 | 0.00011416 | 0 | 0.4424 | 0.8416 | 0.077794 | 0.27836 | 0.54226 | 0
6195 | 1 | 6.8639e-05 | 1.4358e-05 | 0 | 1.1748e-06 | 0.00011416 | 0 | 0.44812 | 0.7888 | 0.069272 | 0.27952 | 0.70429 | 0
6196 | 1 | 6.5855e-05 | 1.0452e-05 | 0 | 1.4098e-05 | 0.00011416 | 0 | 0.43862 | 0.7569 | 0.099708 | 0.28379 | 0.42759 | 0
6197 | 1 | 7.6295e-05 | 6.5654e-06 | 0 | 3.7595e-05 | 0.00011416 | 0 | 0.44705 | 0.7269 | 0.13404 | 0.29087 | 0.12346 | 0
6198 | 1 | 0.00010186 | 2.618e-06 | 0 | 9.3987e-05 | 0.00011416 | 0.0071071 | 0.45433 | 0.5649 | 0.2234 | 0.33508 | 0.0022254 | 0
6199 | 1 | 0.00012668 | 0 | 0 | 0.0001821 | 0.00011416 | 0.021806 | 0.4649 | 0.5803 | 0.23923 | 0.35922 | 0.035018 | 0
6200 | 1 | 0.00013936 | 0 | 0 | 0.0001586 | 0.00011416 | 0.058634 | 0.47285 | 0.6209 | 0.24909 | 0.3661 | 0.26174 | 0.066211
6201 | 1 | 0.00014719 | 0 | 0 | 0.00014685 | 0.00011416 | 0.09643 | 0.47168 | 0.8588 | 0.28926 | 0.36804 | 0.30723 | 0.020458
6202 | 1 | 0.00014999 | 0 | 0 | 0.00016448 | 0.00011416 | 0.25682 | 0.47828 | 0.8116 | 0.27076 | 0.37066 | 0.16913 | 0
6203 | 1 | 0.00015635 | 0 | 0 | 0.00018797 | 0.00011416 | 0.32224 | 0.48817 | 0.8484 | 0.26516 | 0.37435 | 0.043863 | 0
6204 | 1 | 0.00015637 | 0 | 0 | 0.00020677 | 0.00011416 | 0.34486 | 0.47973 | 0.9754 | 0.24105 | 0.37212 | 0.0013373 | 0.002886
6205 | 1 | 0.00014735 | 0 | 0.00019663 | 0.00018797 | 0.00011416 | 0.36618 | 0.46557 | 0.978 | 0.20453 | 0.35815 | 0.15763 | 0.010708
6206 | 1 | 0.0001462 | 0 | 0.00017918 | 0.00019032 | 0.00011416 | 0.33565 | 0.45016 | 0.9628 | 0.1719 | 0.35059 | 0.61627 | 0.08239
6207 | 1 | 0.00014183 | 0 | 5.2775e-05 | 0.00021382 | 0.00011416 | 0.28364 | 0.49661 | 0.9415 | 0.11225 | 0.35592 | 0.80203 | 0
6208 | 1 | 0.00013585 | 0 | 0 | 0.00022322 | 0.00011416 | 0.20142 | 0.46189 | 0.9752 | 0.11432 | 0.34807 | 0.48536 | 0
6209 | 1 | 0.00013219 | 0 | 0 | 0.00022322 | 0.00011416 | 0.094492 | 0.46063 | 0.9783 | 0.19406 | 0.35059 | 0.13991 | 0
6210 | 1 | 0.00013634 | 0 | 0 | 0.00016448 | 0.00011416 | 0.028105 | 0.46131 | 0.9458 | 0.20684 | 0.37725 | 0.0023692 | 0
6211 | 1 | 0.00013993 | 0 | 0 | 0.00011748 | 0.00011416 | 0 | 0.46344 | 0.9194 | 0.19503 | 0.37667 | 0.04228 | 0
6212 | 1 | 0.0001374 | 0 | 0 | 8.8113e-05 | 0.00011416 | 0 | 0.47537 | 0.8709 | 0.16752 | 0.35854 | 0.30296 | 0
6213 | 1 | 0.00012274 | 0 | 0 | 5.8742e-05 | 0.00011416 | 0 | 0.44783 | 0.8338 | 0.16715 | 0.35069 | 0.34926 | 0
6214 | 1 | 0.00012134 | 0 | 0 | 3.7595e-05 | 0.00011416 | 0 | 0.48565 | 0.8001 | 0.18213 | 0.34565 | 0.18935 | 0
6215 | 1 | 0.0001244 | 0 | 0 | 2.3497e-05 | 0.00011416 | 0 | 0.47459 | 0.7343 | 0.15291 | 0.32238 | 0.047668 | 0
6216 | 1 | 0.00010461 | 5.236e-06 | 0 | 9.3987e-06 | 0.00011416 | 0 | 0.45365 | 0.6209 | 0.15997 | 0.32344 | 0.0013373 | 0
6217 | 1 | 8.695e-05 | 1.3131e-05 | 0 | 5.8742e-06 | 0.00011416 | 0 | 0.43464 | 0.4376 | 0.10032 | 0.32907 | 0.1707 | 0
6218 | 1 | 7.7105e-05 | 2.078e-05 | 0 | 2.3497e-06 | 0.00011416 | 0 | 0.41495 | 0.3854 | 0.086316 | 0.33149 | 0.66376 | 0
6219 | 1 | 6.4354e-05 | 2.6834e-05 | 0 | 1.1748e-06 | 0.00011416 | 0 | 0.3813 | 0.5193 | 0.08729 | 0.33295 | 0.8648 | 0
6220 | 1 | 5.9983e-05 | 3.3113e-05 | 0 | 1.4098e-05 | 0.00011416 | 0 | 0.35745 | 0.6366 | 0.09983 | 0.33818 | 0.52239 | 0
6221 | 1 | 6.6568e-05 | 3.8554e-05 | 0 | 3.7595e-05 | 0.00011416 | 0 | 0.3493 | 0.6142 | 0.14755 | 0.35234 | 0.15046 | 0
6222 | 1 | 9.1169e-05 | 4.2113e-05 | 0 | 9.3987e-05 | 0.00011416 | 0.0071071 | 0.31662 | 0.5048 | 0.22011 | 0.37086 | 0.0024584 | 0
6223 | 1 | 0.00011914 | 3.4013e-05 | 0 | 0.0001821 | 0.00011416 | 0.032143 | 0.31846 | 0.4698 | 0.25347 | 0.38297 | 0.047084 | 0
6224 | 1 | 0.00013506 | 1.9635e-05 | 0 | 0.0001586 | 0.00011416 | 0.10273 | 0.32477 | 0.4172 | 0.28013 | 0.41701 | 0.32965 | 0.047792
6225 | 1 | 0.00014773 | 4.6837e-06 | 0 | 0.00014685 | 0.00011416 | 0.18818 | 0.31507 | 0.4727 | 0.29632 | 0.43126 | 0.37624 | 0.26025
6226 | 1 | 0.00015246 | 0 | 0 | 0.00016448 | 0.00011416 | 0.27685 | 0.28724 | 0.5033 | 0.2962 | 0.44047 | 0.20222 | 0.46057
6227 | 1 | 0.00015516 | 0 | 0 | 0.00018797 | 0.00011416 | 0.33807 | 0.28384 | 0.5437 | 0.27843 | 0.42564 | 0.050053 | 0.16657
6228 | 1 | 0.00015542 | 0 | 0 | 0.00020677 | 0.00011416 | 0.38007 | 0.27938 | 0.594 | 0.18079 | 0.43766 | 0.0013373 | 0.23081
6229 | 1 | 0.00014909 | 0 | 0 | 0.00018797 | 0.00011416 | 0.40317 | 0.2789 | 0.6301 | 0.15961 | 0.43746 | 0.17981 | 0.1692
6230 | 1 | 0.00014465 | 0 | 0 | 0.00019032 | 0.00011416 | 0.39735 | 0.295 | 0.6557 | 0.13587 | 0.43378 | 0.69673 | 0.18209
6231 | 1 | 0.00013772 | 0 | 0 | 0.00021382 | 0.00011416 | 0.34776 | 0.28181 | 0.6705 | 0.11188 | 0.42234 | 0.90842 | 0.010363
6232 | 1 | 0.0001307 | 0 | 0 | 0.00022322 | 0.00011416 | 0.25844 | 0.28452 | 0.6619 | 0.11748 | 0.41933 | 0.5481 | 0.001872
6233 | 1 | 0.00012779 | 0 | 0 | 0.00022322 | 0.00011416 | 0.12793 | 0.23371 | 0.6443 | 0.15413 | 0.42476 | 0.15777 | 0.18095
6234 | 1 | 0.00012859 | 1.1065e-05 | 0 | 0.00016448 | 0.00011416 | 0.036182 | 0.18047 | 0.5705 | 0.19479 | 0.43543 | 0.0025191 | 0.12803
6235 | 1 | 0.00012393 | 4.287e-05 | 0 | 0.00011748 | 0.00011416 | 0 | 0.16757 | 0.5844 | 0.2307 | 0.41846 | 0.050481 | 0
6236 | 1 | 0.0001199 | 5.463e-05 | 0 | 8.8113e-05 | 0.00011416 | 0 | 0.16951 | 0.6314 | 0.19905 | 0.39684 | 0.34828 | 0
6237 | 1 | 0.0001037 | 6.4734e-05 | 0 | 5.8742e-05 | 0.00011416 | 0 | 0.18648 | 0.6417 | 0.2346 | 0.39965 | 0.39498 | 0
6238 | 1 | 0.00010015 | 7.406e-05 | 0 | 3.7595e-05 | 0.00011416 | 0 | 0.19502 | 0.6656 | 0.25517 | 0.41187 | 0.21111 | 0
6239 | 1 | 0.00010067 | 8.1362e-05 | 0 | 2.3497e-05 | 0.00011416 | 0 | 0.19026 | 0.7002 | 0.14719 | 0.38986 | 0.051687 | 0
6240 | 1 | 7.9989e-05 | 8.6578e-05 | 0 | 9.3987e-06 | 0.00011416 | 0 | 0.20704 | 0.7312 | 0.12381 | 0.39219 | 0.0013373 | 0
6241 | 1 | 6.318e-05 | 9.0627e-05 | 0 | 5.8742e-06 | 0.00011416 | 0 | 0.22925 | 0.7354 | 0.11907 | 0.39713 | 0.17981 | 0
6242 | 1 | 5.5255e-05 | 9.5086e-05 | 0 | 2.3497e-06 | 0.00011416 | 0 | 0.21635 | 0.728 | 0.091794 | 0.39141 | 0.69673 | 0
6243 | 1 | 4.2482e-05 | 9.9831e-05 | 0 | 1.1748e-06 | 0.00011416 | 0 | 0.20636 | 0.7081 | 0.089481 | 0.38899 | 0.90842 | 0
6244 | 1 | 3.8991e-05 | 0.00010421 | 0 | 1.4098e-05 | 0.00011416 | 0 | 0.21189 | 0.7312 | 0.079498 | 0.38743 | 0.5481 | 0
6245 | 1 | 4.7344e-05 | 0.00010744 | 0 | 3.7595e-05 | 0.00011416 | 0 | 0.22508 | 0.7137 | 0.10385 | 0.4075 | 0.15777 | 0
6246 | 1 | 7.1599e-05 | 0.00010895 | 0 | 9.3987e-05 | 0.00011416 | 0.012437 | 0.2244 | 0.7695 | 0.17628 | 0.41352 | 0.0025191 | 0
6247 | 1 | 0.00010042 | 8.9891e-05 | 0 | 0.0001821 | 0.00011416 | 0.053303 | 0.22139 | 0.7779 | 0.19187 | 0.41536 | 0.050481 | 0
6248 | 1 | 0.00011854 | 5.8148e-05 | 0 | 0.0001586 | 0.00011416 | 0.17219 | 0.19899 | 0.729 | 0.20051 | 0.4139 | 0.34828 | 0.070935
6249 | 1 | 0.0001359 | 2.1394e-05 | 0 | 0.00014685 | 0.00011416 | 0.30641 | 0.21441 | 0.7301 | 0.17653 | 0.41342 | 0.39498 | 0.27846
6250 | 1 | 0.00014539 | 0 | 0 | 0.00016448 | 0.00011416 | 0.41447 | 0.24554 | 0.7984 | 0.159 | 0.41613 | 0.21111 | 0.4863
6251 | 1 | 0.00014702 | 0 | 0 | 0.00018797 | 0.00011416 | 0.46438 | 0.28093 | 0.7966 | 0.15437 | 0.40527 | 0.051687 | 0.67605
6252 | 1 | 0.00014761 | 0 | 0 | 0.00020677 | 0.00011416 | 0.46665 | 0.29199 | 0.7657 | 0.10738 | 0.39597 | 0.0013373 | 0.68054
6253 | 1 | 0.0001415 | 0 | 0 | 0.00018797 | 0.00011416 | 0.4471 | 0.28772 | 0.7193 | 0.12527 | 0.38899 | 0.1707 | 0.85881
6254 | 1 | 0.00013612 | 0 | 0 | 0.00019032 | 0.00011416 | 0.40171 | 0.28666 | 0.7047 | 0.14658 | 0.3854 | 0.66376 | 0.89502
6255 | 1 | 0.00012799 | 0 | 0 | 0.00021382 | 0.00011416 | 0.35568 | 0.27424 | 0.7115 | 0.10299 | 0.40363 | 0.8648 | 0.7729
6256 | 1 | 0.00012115 | 0 | 0 | 0.00022322 | 0.00011416 | 0.26425 | 0.25349 | 0.7104 | 0.094229 | 0.43116 | 0.52239 | 0.1265
6257 | 1 | 0.00011941 | 0 | 0 | 0.00022322 | 0.00011416 | 0.13713 | 0.23439 | 0.6705 | 0.14792 | 0.46151 | 0.15046 | 0.29176
6258 | 1 | 0.00012117 | 8.7744e-06 | 0 | 0.00016448 | 0.00011416 | 0.033274 | 0.19308 | 0.5885 | 0.21804 | 0.47857 | 0.0024584 | 0.043279
6259 | 1 | 0.00011658 | 3.7143e-05 | 0 | 0.00011748 | 0.00011416 | 0 | 0.17814 | 0.5691 | 0.23119 | 0.4745 | 0.047084 | 0
6260 | 1 | 0.0001158 | 5.0192e-05 | 0 | 8.8113e-05 | 0.00011416 | 0 | 0.18435 | 0.5494 | 0.17068 | 0.44105 | 0.32965 | 0
6261 | 1 | 0.00010009 | 6.2668e-05 | 0 | 5.8742e-05 | 0.00011416 | 0 | 0.17601 | 0.5062 | 0.20282 | 0.44124 | 0.37624 | 0
6262 | 1 | 9.9409e-05 | 7.3835e-05 | 0 | 3.7595e-05 | 0.00011416 | 0 | 0.16709 | 0.4566 | 0.20136 | 0.43601 | 0.20222 | 0
6263 | 1 | 9.8919e-05 | 8.3796e-05 | 0 | 2.3497e-05 | 0.00011416 | 0 | 0.15904 | 0.3868 | 0.11371 | 0.40023 | 0.050053 | 0
6264 | 1 | 7.6356e-05 | 9.2857e-05 | 0 | 9.3987e-06 | 0.00011416 | 0 | 0.14333 | 0.313 | 0.10446 | 0.38705 | 0.0013373 | 0
6265 | 1 | 5.8744e-05 | 0.00010024 | 0 | 5.8742e-06 | 0.00011416 | 0 | 0.13363 | 0.2503 | 0.1008 | 0.39597 | 0.15763 | 0
6266 | 1 | 4.6856e-05 | 0.00010611 | 0 | 2.3497e-06 | 0.00011416 | 0 | 0.13179 | 0.2131 | 0.10872 | 0.4076 | 0.61627 | 0
6267 | 1 | 3.2602e-05 | 0.00011157 | 0 | 1.1748e-06 | 0.00011416 | 0 | 0.12316 | 0.1623 | 0.11797 | 0.39665 | 0.80203 | 0
6268 | 1 | 2.605e-05 | 0.00011638 | 0 | 1.4098e-05 | 0.00011416 | 0 | 0.11521 | 0.1233 | 0.11505 | 0.39645 | 0.48536 | 0
6269 | 1 | 2.6981e-05 | 0.0001211 | 0 | 3.7595e-05 | 0.00011416 | 0 | 0.10871 | 0.1099 | 0.1226 | 0.39412 | 0.13991 | 0
6270 | 1 | 3.4341e-05 | 0.00012401 | 0 | 9.3987e-05 | 0.00011416 | 0.010338 | 0.10027 | 0.1145 | 0.16387 | 0.40644 | 0.0023692 | 0
6271 | 1 | 4.8244e-05 | 9.5782e-05 | 0 | 0.0001821 | 0.00011416 | 0.047327 | 0.08524 | 0.1368 | 0.16094 | 0.4043 | 0.04228 | 0
6272 | 1 | 7.0903e-05 | 5.7698e-05 | 0 | 0.0001586 | 0.00011416 | 0.15329 | 0.078937 | 0.0889 | 0.17275 | 0.43271 | 0.30296 | 0.060417
6273 | 1 | 9.561e-05 | 2.0637e-05 | 0 | 0.00014685 | 0.00011416 | 0.27298 | 0.083883 | 0.093 | 0.17202 | 0.42913 | 0.34926 | 0.2728
6274 | 1 | 0.00010851 | 0 | 0 | 0.00016448 | 0.00011416 | 0.35067 | 0.094259 | 0.0571 | 0.14743 | 0.4014 | 0.18935 | 0.47626
6275 | 1 | 0.00011077 | 0 | 0 | 0.00018797 | 0.00011416 | 0.38879 | 0.09775 | 0.0315 | 0.16764 | 0.39393 | 0.047668 | 0.67496
6276 | 1 | 0.00011714 | 0 | 0 | 0.00020677 | 0.00011416 | 0.40979 | 0.10231 | 0.0171 | 0.14682 | 0.39345 | 0.0013373 | 0.79484
6277 | 1 | 0.00011026 | 0 | 0 | 0.00018797 | 0.00011416 | 0.4156 | 0.11162 | 0.0143 | 0.092525 | 0.40081 | 0.13351 | 0.84066
6278 | 1 | 0.00010308 | 0 | 0 | 0.00019032 | 0.00011416 | 0.40284 | 0.12083 | 0.0212 | 0.13075 | 0.41381 | 0.5282 | 0.9272
6279 | 1 | 9.5378e-05 | 0 | 0 | 0.00021382 | 0.00011416 | 0.34017 | 0.12519 | 0.034 | 0.14305 | 0.40518 | 0.68575 | 0.84718
6280 | 1 | 8.9538e-05 | 0 | 0 | 0.00022322 | 0.00011416 | 0.24358 | 0.12869 | 0.0429 | 0.1411 | 0.40111 | 0.41662 | 0.68072
6281 | 1 | 8.7867e-05 | 0 | 0 | 0.00022322 | 0.00011416 | 0.12647 | 0.12548 | 0.0473 | 0.17994 | 0.40256 | 0.12033 | 0.48728
6282 | 1 | 8.8788e-05 | 1.082e-05 | 0 | 0.00016448 | 0.00011416 | 0.032951 | 0.12083 | 0.0656 | 0.2279 | 0.43494 | 0.0021973 | 0.22515
6283 | 1 | 8.4853e-05 | 4.9558e-05 | 0 | 0.00011748 | 0.00011416 | 0 | 0.12393 | 0.0903 | 0.22936 | 0.43242 | 0.033674 | 0
6284 | 1 | 8.6936e-05 | 6.5102e-05 | 0 | 8.8113e-05 | 0.00011416 | 0 | 0.13382 | 0.113 | 0.1887 | 0.42205 | 0.25398 | 0
6285 | 1 | 7.4441e-05 | 7.9174e-05 | 0 | 5.8742e-05 | 0.00011416 | 0 | 0.14197 | 0.1283 | 0.20063 | 0.42341 | 0.29924 | 0
6286 | 1 | 7.4945e-05 | 9.3102e-05 | 0 | 3.7595e-05 | 0.00011416 | 0 | 0.1409 | 0.1493 | 0.2178 | 0.40547 | 0.16527 | 0
6287 | 1 | 7.8533e-05 | 0.00010582 | 0 | 2.3497e-05 | 0.00011416 | 0 | 0.1249 | 0.1791 | 0.20489 | 0.38676 | 0.043128 | 0
6288 | 1 | 5.9316e-05 | 0.00011703 | 0 | 9.3987e-06 | 0.00011416 | 0 | 0.11113 | 0.2021 | 0.16849 | 0.38055 | 0.0013373 | 0
6289 | 1 | 4.3296e-05 | 0.0001265 | 0 | 5.8742e-06 | 0.00011416 | 0 | 0.10182 | 0.2153 | 0.13964 | 0.36785 | 0.11199 | 0
6290 | 1 | 3.1344e-05 | 0.00013409 | 0 | 2.3497e-06 | 0.00011416 | 0 | 0.094744 | 0.212 | 0.098125 | 0.37153 | 0.44895 | 0
6291 | 1 | 1.6317e-05 | 0.00014084 | 0 | 1.1748e-06 | 0.00011416 | 0 | 0.092029 | 0.1925 | 0.092403 | 0.3629 | 0.58129 | 0
6292 | 1 | 7.9122e-06 | 0.00014638 | 0 | 1.4098e-05 | 0.00011416 | 0 | 0.086404 | 0.1604 | 0.087047 | 0.35844 | 0.3547 | 0
6293 | 1 | 6.3033e-06 | 0.00015086 | 0 | 3.7595e-05 | 0.00011416 | 0 | 0.086598 | 0.1258 | 0.077064 | 0.35592 | 0.10266 | 0
6294 | 1 | 1.0377e-05 | 0.00015311 | 0 | 9.3987e-05 | 0.00011416 | 0.0069456 | 0.086307 | 0.0995 | 0.097273 | 0.35331 | 0.0020339 | 0
6295 | 1 | 2.0172e-05 | 0.00012797 | 0 | 0.0001821 | 0.00011416 | 0.052334 | 0.085531 | 0.0803 | 0.13331 | 0.36213 | 0.026323 | 0
6296 | 1 | 4.0031e-05 | 8.8214e-05 | 0 | 0.0001586 | 0.00011416 | 0.18931 | 0.083204 | 0.0366 | 0.13075 | 0.37202 | 0.21058 | 0.04953
6297 | 1 | 6.884e-05 | 3.4872e-05 | 0 | 0.00014685 | 0.00011416 | 0.34082 | 0.07758 | 0.0135 | 0.15084 | 0.37677 | 0.25424 | 0.23297
6298 | 1 | 8.8406e-05 | 0 | 0 | 0.00016448 | 0.00011416 | 0.46487 | 0.076513 | 0.0127 | 0.1551 | 0.37755 | 0.14333 | 0.37437
6299 | 1 | 9.4795e-05 | 0 | 0 | 0.00018797 | 0.00011416 | 0.53126 | 0.075737 | 0.0174 | 0.16837 | 0.38685 | 0.038885 | 0.63656
6300 | 1 | 0.00010356 | 0 | 0 | 0.00020677 | 0.00011416 | 0.56243 | 0.077289 | 0.018 | 0.16021 | 0.36523 | 0.0013373 | 0.71986
6301 | 1 | 9.6289e-05 | 0 | 0 | 0.00018797 | 0.00011416 | 0.55031 | 0.07564 | 0.0148 | 0.13453 | 0.33663 | 0.087075 | 0.87086
6302 | 1 | 8.5539e-05 | 0 | 0 | 0.00019032 | 0.00011416 | 0.51026 | 0.072828 | 0.0113 | 0.11066 | 0.33139 | 0.3562 | 0.80731
6303 | 1 | 7.6361e-05 | 0 | 0 | 0.00021382 | 0.00011416 | 0.42578 | 0.072634 | 0.009 | 0.11444 | 0.33964 | 0.4593 | 0.7229
6304 | 1 | 7.094e-05 | 0 | 0 | 0.00022322 | 0.00011416 | 0.3056 | 0.072246 | 0.0086 | 0.12053 | 0.34342 | 0.28213 | 0.18875
6305 | 1 | 7.1557e-05 | 0 | 0 | 0.00022322 | 0.00011416 | 0.15652 | 0.06827 | 0.0103 | 0.18201 | 0.35709 | 0.081921 | 0.19848
6306 | 1 | 8.1531e-05 | 0 | 0 | 0.00016448 | 0.00011416 | 0.037151 | 0.067591 | 0.0287 | 0.28719 | 0.38695 | 0.001829 | 0.040248
6307 | 1 | 8.5575e-05 | 3.2807e-05 | 0 | 0.00011748 | 0.00011416 | 0 | 0.067494 | 0.061 | 0.40845 | 0.41439 | 0.018303 | 0
6308 | 1 | 9.2325e-05 | 5.2033e-05 | 0 | 8.8113e-05 | 0.00011416 | 0 | 0.0673 | 0.074 | 0.34989 | 0.42001 | 0.16083 | 0
6309 | 1 | 7.9782e-05 | 7.0256e-05 | 0 | 5.8742e-05 | 0.00011416 | 0 | 0.068561 | 0.0633 | 0.34867 | 0.41865 | 0.20159 | 0
6310 | 1 | 7.6914e-05 | 8.6271e-05 | 0 | 3.7595e-05 | 0.00011416 | 0 | 0.06827 | 0.0444 | 0.21756 | 0.39936 | 0.11721 | 0
6311 | 1 | 7.7157e-05 | 0.00010028 | 0 | 2.3497e-05 | 0.00011416 | 0 | 0.062936 | 0.0239 | 0.16715 | 0.35815 | 0.033674 | 0
6312 | 1 | 5.9113e-05 | 0.00011323 | 0 | 9.3987e-06 | 0.00011416 | 0 | 0.058573 | 0.0072 | 0.1131 | 0.32461 | 0.0013373 | 0
6313 | 1 | 4.3102e-05 | 0.00012474 | 0 | 5.8742e-06 | 0.00011416 | 0 | 0.057506 | 0.0008 | 0.052228 | 0.29843 | 0.06381 | 0
6314 | 1 | 3.3041e-05 | 0.00013466 | 0 | 2.3497e-06 | 0.00011416 | 0 | 0.057215 | 0 | 0.083394 | 0.28999 | 0.26822 | 0
6315 | 1 | 2.022e-05 | 0.00014338 | 0 | 1.1748e-06 | 0.00011416 | 0 | 0.059154 | 0 | 0.07682 | 0.29184 | 0.34396 | 0
6316 | 1 | 1.6449e-05 | 0.00015088 | 0 | 1.4098e-05 | 0.00011416 | 0 | 0.064294 | 0.0031 | 0.15035 | 0.31191 | 0.21317 | 0
6317 | 1 | 2.6521e-05 | 0.00015694 | 0 | 3.7595e-05 | 0.00011416 | 0 | 0.070209 | 0.018 | 0.20015 | 0.33886 | 0.062162 | 0
6318 | 1 | 5.3329e-05 | 0.00016144 | 0 | 9.3987e-05 | 0.00011416 | 0.0066225 | 0.072343 | 0.0402 | 0.25298 | 0.3789 | 0.0016155 | 0
6319 | 1 | 8.6453e-05 | 0.00013427 | 0 | 0.0001821 | 0.00011416 | 0.054918 | 0.075446 | 0.0715 | 0.19601 | 0.38646 | 0.011446 | 0
6320 | 1 | 0.00010817 | 8.8766e-05 | 0 | 0.0001586 | 0.00011416 | 0.19302 | 0.069143 | 0.0727 | 0.16959 | 0.3916 | 0.11501 | 0.063804
6321 | 1 | 0.0001306 | 3.3461e-05 | 0 | 0.00014685 | 0.00011416 | 0.35649 | 0.059736 | 0.1138 | 0.14548 | 0.39897 | 0.15168 | 0.26542
6322 | 1 | 0.00014178 | 0 | 0 | 0.00016448 | 0.00011416 | 0.48199 | 0.060997 | 0.1989 | 0.11517 | 0.39529 | 0.091868 | 0.4646
6323 | 1 | 0.00014453 | 0 | 0 | 0.00018797 | 0.00011416 | 0.55274 | 0.074185 | 0.2663 | 0.11967 | 0.37231 | 0.028393 | 0.66021
6324 | 1 | 0.00014649 | 0 | 0 | 0.00020677 | 0.00011416 | 0.57471 | 0.085531 | 0.3238 | 0.096786 | 0.3441 | 0.0013373 | 0.82245
6325 | 1 | 0.00014198 | 0 | 0 | 0.00018797 | 0.00011416 | 0.55855 | 0.093095 | 0.4085 | 0.058072 | 0.31927 | 0.045108 | 0.85258
6326 | 1 | 0.00013797 | 0 | 0 | 0.00019032 | 0.00011416 | 0.5046 | 0.10056 | 0.5033 | 0.047358 | 0.31297 | 0.19607 | 0.87108
6327 | 1 | 0.00013055 | 0 | 0 | 0.00021382 | 0.00011416 | 0.41512 | 0.10444 | 0.5635 | 0.051741 | 0.32277 | 0.24976 | 0.82473
6328 | 1 | 0.00012487 | 0 | 0 | 0.00022322 | 0.00011416 | 0.28638 | 0.10376 | 0.5899 | 0.096664 | 0.33421 | 0.15647 | 0.2257
6329 | 1 | 0.00012265 | 0 | 0 | 0.00022322 | 0.00011416 | 0.13633 | 0.10861 | 0.5621 | 0.15121 | 0.37619 | 0.045866 | 0.46013
6330 | 1 | 0.00012672 | 1.0042e-05 | 0 | 0.00016448 | 0.00011416 | 0.030851 | 0.11918 | 0.5465 | 0.22547 | 0.39994 | 0.0014192 | 0.23848
6331 | 1 | 0.00012713 | 3.5527e-05 | 0 | 0.00011748 | 0.00011416 | 0 | 0.14488 | 0.5981 | 0.25103 | 0.39248 | 0.0065588 | 0
6332 | 1 | 0.00012304 | 4.4874e-05 | 0 | 8.8113e-05 | 0.00011416 | 0 | 0.18076 | 0.5981 | 0.17202 | 0.38016 | 0.078843 | 0
6333 | 1 | 0.00010474 | 5.2748e-05 | 0 | 5.8742e-05 | 0.00011416 | 0 | 0.20607 | 0.5803 | 0.15644 | 0.37173 | 0.11077 | 0
6334 | 1 | 0.00010108 | 5.9559e-05 | 0 | 3.7595e-05 | 0.00011416 | 0 | 0.2179 | 0.5437 | 0.16557 | 0.35214 | 0.070468 | 0
6335 | 1 | 0.00010328 | 6.3895e-05 | 0 | 2.3497e-05 | 0.00011416 | 0 | 0.22081 | 0.4961 | 0.16484 | 0.31831 | 0.023696 | 0
6336 | 1 | 8.4062e-05 | 6.7843e-05 | 0 | 9.3987e-06 | 0.00011416 | 0 | 0.24535 | 0.4683 | 0.1215 | 0.30454 | 0.0013373 | 0
6337 | 1 | 6.8788e-05 | 7.3099e-05 | 0 | 5.8742e-06 | 0.00011416 | 0 | 0.24389 | 0.4771 | 0.12941 | 0.27477 | 0.029075 | 0
6338 | 1 | 5.9793e-05 | 7.8601e-05 | 0 | 2.3497e-06 | 0.00011416 | 0 | 0.23584 | 0.5522 | 0.1103 | 0.24588 | 0.13256 | 0
6339 | 1 | 4.8438e-05 | 8.2548e-05 | 0 | 1.1748e-06 | 0.00011416 | 0 | 0.23574 | 0.6669 | 0.097638 | 0.2452 | 0.16727 | 0
6340 | 1 | 4.4327e-05 | 8.5535e-05 | 0 | 1.4098e-05 | 0.00011416 | 0 | 0.24341 | 0.707 | 0.12381 | 0.26866 | 0.1064 | 0
6341 | 1 | 5.3108e-05 | 8.8971e-05 | 0 | 3.7595e-05 | 0.00011416 | 0 | 0.26086 | 0.8034 | 0.14268 | 0.3025 | 0.031417 | 0
6342 | 1 | 7.7911e-05 | 9.1936e-05 | 0 | 9.3987e-05 | 0.00011416 | 0.0069456 | 0.28394 | 0.8511 | 0.20806 | 0.36358 | 0.0012206 | 0
6343 | 1 | 0.00010663 | 8.2917e-05 | 0 | 0.0001821 | 0.00011416 | 0.031336 | 0.30547 | 0.8556 | 0.2413 | 0.38947 | 0.0030341 | 0
6344 | 1 | 0.00012222 | 6.2811e-05 | 0 | 0.0001586 | 0.00011416 | 0.097076 | 0.32981 | 0.8582 | 0.22973 | 0.41633 | 0.048587 | 0.071715
6345 | 1 | 0.00013565 | 3.749e-05 | 0 | 0.00014685 | 0.00011416 | 0.16346 | 0.36501 | 0.8556 | 0.19028 | 0.40644 | 0.074782 | 0.25945
6346 | 1 | 0.00014458 | 1.6771e-05 | 0 | 0.00016448 | 0.00011416 | 0.19496 | 0.3814 | 0.8815 | 0.21451 | 0.40237 | 0.050911 | 0.4631
6347 | 1 | 0.00015035 | 2.618e-06 | 0 | 0.00018797 | 0.00011416 | 0.29834 | 0.42038 | 0.8982 | 0.22206 | 0.39442 | 0.019119 | 0.65761
6348 | 1 | 0.00015277 | 0 | 0 | 0.00020677 | 0.00011416 | 0.35422 | 0.44725 | 0.8992 | 0.16825 | 0.37541 | 0.0013373 | 0.8051
6349 | 1 | 0.00014842 | 0 | 0 | 0.00018797 | 0.00011416 | 0.34114 | 0.46363 | 0.9006 | 0.15267 | 0.34768 | 0.018372 | 0.8024
6350 | 1 | 0.00014371 | 0 | 0 | 0.00019032 | 0.00011416 | 0.31336 | 0.45297 | 0.8944 | 0.08449 | 0.3248 | 0.088676 | 0.90044
6351 | 1 | 0.00013662 | 0 | 0 | 0.00021382 | 0.00011416 | 0.26991 | 0.45287 | 0.8805 | 0.095447 | 0.31365 | 0.11065 | 0.85277
6352 | 1 | 0.00012938 | 6.4018e-06 | 0 | 0.00022322 | 0.00011416 | 0.19884 | 0.44366 | 0.8726 | 0.14341 | 0.33838 | 0.071659 | 0.22412
6353 | 1 | 0.00012164 | 2.4421e-05 | 0 | 0.00022322 | 0.00011416 | 0.10871 | 0.40904 | 0.8504 | 0.19881 | 0.37202 | 0.021338 | 0.44714
6354 | 1 | 0.00012075 | 5.056e-05 | 0 | 0.00016448 | 0.00011416 | 0.032305 | 0.39333 | 0.8059 | 0.26053 | 0.40111 | 0.0010584 | 0.22798
6355 | 1 | 0.00012254 | 7.1381e-05 | 0 | 0.00011748 | 0.00011416 | 0 | 0.39381 | 0.7247 | 0.26869 | 0.4139 | 0.0012111 | 0
6356 | 1 | 0.00011848 | 8.2017e-05 | 0 | 8.8113e-05 | 0.00011416 | 0 | 0.38829 | 0.6669 | 0.16192 | 0.38104 | 0.029044 | 0
6357 | 1 | 9.9234e-05 | 9.1896e-05 | 0 | 5.8742e-05 | 0.00011416 | 0 | 0.37228 | 0.6301 | 0.20587 | 0.34729 | 0.049941 | 0
6358 | 1 | 9.5461e-05 | 0.00010063 | 0 | 3.7595e-05 | 0.00011416 | 0 | 0.36181 | 0.6035 | 0.20112 | 0.33508 | 0.036744 | 0
6359 | 1 | 9.6306e-05 | 0.00010897 | 0 | 2.3497e-05 | 0.00011416 | 0 | 0.34096 | 0.5789 | 0.1282 | 0.31142 | 0.01554 | 0
6360 | 1 | 7.4596e-05 | 0.00011666 | 0 | 9.3987e-06 | 0.00011416 | 0 | 0.32933 | 0.5565 | 0.12564 | 0.27991 | 0.0013373 | 0
6361 | 1 | 5.8942e-05 | 0.00012403 | 0 | 5.8742e-06 | 0.00011416 | 0 | 0.31138 | 0.5408 | 0.097395 | 0.2674 | 0.012157 | 0
6362 | 1 | 4.9161e-05 | 0.0001308 | 0 | 2.3497e-06 | 0.00011416 | 0 | 0.2886 | 0.5091 | 0.10178 | 0.27225 | 0.062188 | 0
6363 | 1 | 3.5846e-05 | 0.00013558 | 0 | 1.1748e-06 | 0.00011416 | 0 | 0.26125 | 0.461 | 0.094473 | 0.27991 | 0.076735 | 0
6364 | 1 | 3.2592e-05 | 0.00013967 | 0 | 1.4098e-05 | 0.00011416 | 0 | 0.25126 | 0.3868 | 0.08522 | 0.28185 | 0.050594 | 0
6365 | 1 | 4.1614e-05 | 0.00014471 | 0 | 3.7595e-05 | 0.00011416 | 0 | 0.2371 | 0.313 | 0.14098 | 0.32286 | 0.015193 | 0
6366 | 1 | 6.6588e-05 | 0.00014865 | 0 | 9.3987e-05 | 0.00011416 | 0.01486 | 0.21965 | 0.254 | 0.24251 | 0.38288 | 0.00094279 | 0
6367 | 1 | 9.5789e-05 | 0.00013642 | 0 | 0.0001821 | 0.00011416 | 0.04975 | 0.20539 | 0.1883 | 0.21829 | 0.42195 | 0.00045479 | 0
6368 | 1 | 0.00011333 | 0.00010916 | 0 | 0.0001586 | 0.00011416 | 0.16185 | 0.19133 | 0.1061 | 0.23606 | 0.41701 | 0.01812 | 0.059759
6369 | 1 | 0.000129 | 7.6208e-05 | 0 | 0.00014685 | 0.00011416 | 0.29511 | 0.19123 | 0.1016 | 0.18432 | 0.4107 | 0.034965 | 0.21606
6370 | 1 | 0.00014025 | 4.3626e-05 | 0 | 0.00016448 | 0.00011416 | 0.39477 | 0.20442 | 0.074 | 0.17957 | 0.40091 | 0.027752 | 0.42686
6371 | 1 | 0.00014986 | 1.7549e-05 | 0 | 0.00018797 | 0.00011416 | 0.45082 | 0.21722 | 0.061 | 0.21512 | 0.37939 | 0.013088 | 0.58454
6372 | 1 | 0.00015658 | 0 | 0 | 0.00020677 | 0.00011416 | 0.46891 | 0.22983 | 0.0561 | 0.18432 | 0.34254 | 0.0013373 | 0.75742
6373 | 1 | 0.00015084 | 0 | 0 | 0.00018797 | 0.00011416 | 0.45518 | 0.24505 | 0.0644 | 0.12722 | 0.32257 | 0.0087032 | 0.49627
6374 | 1 | 0.00014568 | 0 | 0 | 0.00019032 | 0.00011416 | 0.42788 | 0.24913 | 0.0842 | 0.098003 | 0.30056 | 0.046912 | 0.10656
6375 | 1 | 0.00013782 | 0 | 0 | 0.00021382 | 0.00011416 | 0.36278 | 0.24176 | 0.1242 | 0.089238 | 0.30512 | 0.057314 | 0.22077
6376 | 1 | 0.00013155 | 0 | 0 | 0.00022322 | 0.00011416 | 0.27007 | 0.23642 | 0.1585 | 0.10811 | 0.29862 | 0.038394 | 0.17483
6377 | 1 | 0.00012417 | 8.3857e-06 | 0 | 0.00022322 | 0.00011416 | 0.14004 | 0.20908 | 0.2165 | 0.14378 | 0.33527 | 0.011614 | 0.51584
6378 | 1 | 0.00011744 | 5.3996e-05 | 0 | 0.00016448 | 0.00011416 | 0.042804 | 0.17872 | 0.3265 | 0.20246 | 0.37425 | 0.00086555 | 0.25526
6379 | 1 | 0.00011784 | 8.9216e-05 | 0 | 0.00011748 | 0.00011416 | 0 | 0.16757 | 0.4114 | 0.22681 | 0.39189 | 0.00017275 | 0
6380 | 1 | 0.00011555 | 0.00010165 | 0 | 8.8113e-05 | 0.00011416 | 0 | 0.17155 | 0.3868 | 0.16168 | 0.36155 | 0.012279 | 0
6381 | 1 | 9.751e-05 | 0.00011194 | 0 | 5.8742e-05 | 0.00011416 | 0 | 0.17261 | 0.3528 | 0.13964 | 0.35941 | 0.026338 | 0
6382 | 1 | 9.4588e-05 | 0.00011943 | 0 | 3.7595e-05 | 0.00011416 | 0 | 0.17368 | 0.3403 | 0.15961 | 0.35146 | 0.022319 | 0
6383 | 1 | 9.5146e-05 | 0.00012579 | 0 | 2.3497e-05 | 0.00011416 | 0 | 0.173 | 0.3782 | 0.17604 | 0.31511 | 0.011505 | 0
6384 | 1 | 7.5228e-05 | 0.00013374 | 0 | 9.3987e-06 | 0.00011416 | 0 | 0.17504 | 0.4639 | 0.092525 | 0.27855 | 0.0013373 | 0
6385 | 1 | 5.8748e-05 | 0.00013961 | 0 | 5.8742e-06 | 0.00011416 | 0 | 0.18619 | 0.5222 | 0.097882 | 0.27274 | 0.0081022 | 0
6386 | 1 | 4.8402e-05 | 0.00014464 | 0 | 2.3497e-06 | 0.00011416 | 0 | 0.18474 | 0.5536 | 0.10677 | 0.26818 | 0.044193 | 0
6387 | 1 | 3.6184e-05 | 0.00014878 | 0 | 1.1748e-06 | 0.00011416 | 0 | 0.1794 | 0.5719 | 0.073655 | 0.26459 | 0.053873 | 0
6388 | 1 | 3.3112e-05 | 0.00015221 | 0 | 1.4098e-05 | 0.00011416 | 0 | 0.18862 | 0.5579 | 0.066107 | 0.27274 | 0.036217 | 0
6389 | 1 | 4.0986e-05 | 0.0001554 | 0 | 3.7595e-05 | 0.00011416 | 0 | 0.19938 | 0.5048 | 0.12406 | 0.30308 | 0.010974 | 0
6390 | 1 | 6.7799e-05 | 0.0001571 | 0 | 9.3987e-05 | 0.00011416 | 0.016637 | 0.21431 | 0.4639 | 0.22133 | 0.37086 | 0.00085063 | 0
6391 | 1 | 0.00010162 | 0.00013485 | 0 | 0.0001821 | 0.00011416 | 0.054918 | 0.21325 | 0.4595 | 0.2027 | 0.41158 | 0.00013621 | 0
6392 | 1 | 0.00012047 | 9.4104e-05 | 0 | 0.0001586 | 0.00011416 | 0.18495 | 0.18784 | 0.3486 | 0.19089 | 0.39151 | 0.011287 | 0.041708
6393 | 1 | 0.00013846 | 4.5119e-05 | 0 | 0.00014685 | 0.00011416 | 0.33565 | 0.18008 | 0.2932 | 0.21646 | 0.37919 | 0.024803 | 0.17842
6394 | 1 | 0.00014996 | 9.3266e-06 | 0 | 0.00016448 | 0.00011416 | 0.4513 | 0.20607 | 0.3472 | 0.19296 | 0.37037 | 0.021325 | 0.47817
6395 | 1 | 0.00015424 | 0 | 0 | 0.00018797 | 0.00011416 | 0.51446 | 0.24021 | 0.3669 | 0.12576 | 0.34012 | 0.011204 | 0.64236
6396 | 1 | 0.0001547 | 0 | 0 | 0.00020677 | 0.00011416 | 0.53077 | 0.24486 | 0.374 | 0.091673 | 0.31656 | 0.0013373 | 0.78493
6397 | 1 | 0.00014983 | 0 | 0 | 0.00018797 | 0.00011416 | 0.51429 | 0.23468 | 0.3854 | 0.07475 | 0.29736 | 0.0093331 | 0.81414
6398 | 1 | 0.00014623 | 0 | 0 | 0.00019032 | 0.00011416 | 0.46293 | 0.22285 | 0.3998 | 0.084003 | 0.2931 | 0.04974 | 0.86168
6399 | 1 | 0.00013832 | 0 | 0 | 0.00021382 | 0.00011416 | 0.37506 | 0.19948 | 0.3854 | 0.096421 | 0.28825 | 0.0609 | 0.83005
6400 | 1 | 0.00013192 | 0 | 0 | 0.00022322 | 0.00011416 | 0.2544 | 0.18939 | 0.3598 | 0.12333 | 0.3056 | 0.040656 | 0.21487
6401 | 1 | 0.00012941 | 0 | 0 | 0.00022322 | 0.00011416 | 0.11807 | 0.17931 | 0.3375 | 0.19235 | 0.34565 | 0.012279 | 0.41523
6402 | 1 | 0.0001301 | 1.9103e-05 | 0 | 0.00016448 | 0.00011416 | 0.035212 | 0.16592 | 0.3375 | 0.25603 | 0.38472 | 0.00088065 | 0.20003
6403 | 1 | 0.00013142 | 4.9824e-05 | 0 | 0.00011748 | 0.00011416 | 0 | 0.1668 | 0.3655 | 0.29425 | 0.4014 | 0.0002153 | 0
6404 | 1 | 0.00012664 | 6.2934e-05 | 0 | 8.8113e-05 | 0.00011416 | 0 | 0.16612 | 0.3403 | 0.21902 | 0.38598 | 0.013328 | 0
6405 | 1 | 0.00010565 | 7.5983e-05 | 0 | 5.8742e-05 | 0.00011416 | 0 | 0.16301 | 0.3024 | 0.19844 | 0.37473 | 0.027934 | 0
6406 | 1 | 0.0001016 | 8.6291e-05 | 0 | 3.7595e-05 | 0.00011416 | 0 | 0.15099 | 0.2651 | 0.21196 | 0.35272 | 0.023343 | 0
6407 | 1 | 0.00010293 | 9.4943e-05 | 0 | 2.3497e-05 | 0.00011416 | 0 | 0.14498 | 0.2455 | 0.14244 | 0.30638 | 0.01181 | 0
6408 | 1 | 8.2247e-05 | 0.0001021 | 0 | 9.3987e-06 | 0.00011416 | 0 | 0.141 | 0.254 | 0.1086 | 0.2738 | 0.0013373 | 0
6409 | 1 | 6.6313e-05 | 0.00010914 | 0 | 5.8742e-06 | 0.00011416 | 0 | 0.13673 | 0.2601 | 0.080838 | 0.25499 | 0.012942 | 0
6410 | 1 | 5.7229e-05 | 0.00011568 | 0 | 2.3497e-06 | 0.00011416 | 0 | 0.13887 | 0.2516 | 0.053567 | 0.24704 | 0.065594 | 0
6411 | 1 | 4.3821e-05 | 0.00012151 | 0 | 1.1748e-06 | 0.00011416 | 0 | 0.13635 | 0.2244 | 0.051619 | 0.24685 | 0.081082 | 0
6412 | 1 | 3.9305e-05 | 0.00012806 | 0 | 1.4098e-05 | 0.00011416 | 0 | 0.13324 | 0.2054 | 0.080716 | 0.24898 | 0.053309 | 0
6413 | 1 | 4.7407e-05 | 0.00013342 | 0 | 3.7595e-05 | 0.00011416 | 0 | 0.13169 | 0.2054 | 0.14195 | 0.27865 | 0.015987 | 0
6414 | 1 | 7.2351e-05 | 0.00013757 | 0 | 9.3987e-05 | 0.00011416 | 0.021967 | 0.12267 | 0.2233 | 0.27721 | 0.35408 | 0.00095877 | 0
6415 | 1 | 0.00010473 | 0.00011783 | 0 | 0.0001821 | 0.00011416 | 0.055726 | 0.11327 | 0.2302 | 0.27916 | 0.39034 | 0.00053427 | 0
6416 | 1 | 0.00012437 | 7.5104e-05 | 0 | 0.0001586 | 0.00011416 | 0.16572 | 0.1057 | 0.1474 | 0.32152 | 0.39354 | 0.019475 | 0.0014374
6417 | 1 | 0.0001422 | 3.0005e-05 | 0 | 0.00014685 | 0.00011416 | 0.31271 | 0.10599 | 0.1334 | 0.29316 | 0.41322 | 0.03689 | 0
6418 | 1 | 0.00015165 | 0 | 0 | 0.00016448 | 0.00011416 | 0.42449 | 0.10619 | 0.1016 | 0.26601 | 0.41129 | 0.028935 | 0
6419 | 1 | 0.00015288 | 0 | 0 | 0.00018797 | 0.00011416 | 0.48118 | 0.10754 | 0.065 | 0.25201 | 0.37522 | 0.013421 | 0
6420 | 1 | 0.00015351 | 0 | 0 | 0.00020677 | 0.00011416 | 0.51155 | 0.10968 | 0.0513 | 0.18176 | 0.35369 | 0.0013373 | 0
6421 | 1 | 0.00014709 | 0 | 0 | 0.00018797 | 0.00011416 | 0.48861 | 0.11191 | 0.0478 | 0.14694 | 0.33721 | 0.018372 | 0
6422 | 1 | 0.00014093 | 0 | 0 | 0.00019032 | 0.00011416 | 0.44694 | 0.11967 | 0.0524 | 0.14828 | 0.32655 | 0.088676 | 0
6423 | 1 | 0.00013179 | 0 | 0 | 0.00021382 | 0.00011416 | 0.3665 | 0.12636 | 0.0656 | 0.080229 | 0.32887 | 0.11065 | 0.014709
6424 | 1 | 0.00012449 | 0 | 0 | 0.00022322 | 0.00011416 | 0.24584 | 0.12839 | 0.0889 | 0.091429 | 0.33479 | 0.071659 | 0
6425 | 1 | 0.00012119 | 0 | 0 | 0.00022322 | 0.00011416 | 0.11145 | 0.12995 | 0.1258 | 0.17495 | 0.36572 | 0.021338 | 0.0024291
6426 | 1 | 0.00012035 | 1.8387e-05 | 0 | 0.00016448 | 0.00011416 | 0.029074 | 0.13373 | 0.2165 | 0.28366 | 0.39267 | 0.0010584 | 0
6427 | 1 | 0.00012007 | 4.7656e-05 | 0 | 0.00011748 | 0.00011416 | 0 | 0.14798 | 0.3655 | 0.34599 | 0.39335 | 0.0012111 | 0
6428 | 1 | 0.00011981 | 5.9498e-05 | 0 | 8.8113e-05 | 0.00011416 | 0 | 0.16835 | 0.4932 | 0.25128 | 0.35137 | 0.029044 | 0
6429 | 1 | 0.00010226 | 7.2383e-05 | 0 | 5.8742e-05 | 0.00011416 | 0 | 0.17504 | 0.5394 | 0.25018 | 0.35777 | 0.049941 | 0
6430 | 1 | 9.8949e-05 | 8.5228e-05 | 0 | 3.7595e-05 | 0.00011416 | 0 | 0.18144 | 0.5422 | 0.27831 | 0.35146 | 0.036744 | 0
6431 | 1 | 9.9615e-05 | 9.7479e-05 | 0 | 2.3497e-05 | 0.00011416 | 0 | 0.18619 | 0.5294 | 0.24677 | 0.32451 | 0.01554 | 0
6432 | 1 | 7.6485e-05 | 0.00010887 | 0 | 9.3987e-06 | 0.00011416 | 0 | 0.18881 | 0.5106 | 0.15181 | 0.29581 | 0.0013373 | 0
6433 | 1 | 5.7788e-05 | 0.00012 | 0 | 5.8742e-06 | 0.00011416 | 0 | 0.19123 | 0.4756 | 0.085099 | 0.26226 | 0.025142 | 0
6434 | 1 | 4.5146e-05 | 0.00012998 | 0 | 2.3497e-06 | 0.00011416 | 0 | 0.1892 | 0.4493 | 0.066107 | 0.25373 | 0.11662 | 0
6435 | 1 | 3.0258e-05 | 0.00013751 | 0 | 1.1748e-06 | 0.00011416 | 0 | 0.19094 | 0.4376 | 0.066594 | 0.23434 | 0.14666 | 0
6436 | 1 | 2.3231e-05 | 0.00014288 | 0 | 1.4098e-05 | 0.00011416 | 0 | 0.19172 | 0.4405 | 0.061724 | 0.23357 | 0.0938 | 0
6437 | 1 | 2.4335e-05 | 0.00014726 | 0 | 3.7595e-05 | 0.00011416 | 0 | 0.19443 | 0.4551 | 0.084003 | 0.24956 | 0.027767 | 0
6438 | 1 | 3.2193e-05 | 0.00015041 | 0 | 9.3987e-05 | 0.00011416 | 0.01373 | 0.20142 | 0.4873 | 0.11967 | 0.26217 | 0.0011648 | 0
6439 | 1 | 4.5591e-05 | 0.00013384 | 0 | 0.0001821 | 0.00011416 | 0.051203 | 0.19889 | 0.4844 | 0.16776 | 0.28738 | 0.0023023 | 0
6440 | 1 | 6.6607e-05 | 9.6518e-05 | 0 | 0.0001586 | 0.00011416 | 0.16589 | 0.16253 | 0.3157 | 0.20465 | 0.30396 | 0.041324 | 0.0080563
6441 | 1 | 9.3888e-05 | 4.5467e-05 | 0 | 0.00014685 | 0.00011416 | 0.31659 | 0.12306 | 0.3037 | 0.16399 | 0.32558 | 0.065756 | 0.016971
6442 | 1 | 0.00011114 | 0 | 0 | 0.00016448 | 0.00011416 | 0.44936 | 0.13305 | 0.3683 | 0.12162 | 0.32238 | 0.045845 | 0.0026297
6443 | 1 | 0.00011362 | 0 | 0 | 0.00018797 | 0.00011416 | 0.52221 | 0.16301 | 0.3811 | 0.12795 | 0.29329 | 0.017871 | 0.38379
6444 | 1 | 0.00012075 | 0 | 0 | 0.00020677 | 0.00011416 | 0.55419 | 0.17708 | 0.3626 | 0.096908 | 0.25257 | 0.0013373 | 0.29619
6445 | 1 | 0.00011315 | 0 | 0 | 0.00018797 | 0.00011416 | 0.5382 | 0.18619 | 0.3334 | 0.069637 | 0.23075 | 0.03493 | 0.34319
6446 | 1 | 0.00010512 | 0 | 0 | 0.00019032 | 0.00011416 | 0.487 | 0.19812 | 0.317 | 0.036766 | 0.21718 | 0.15599 | 0.39196
6447 | 1 | 9.6399e-05 | 0 | 0 | 0.00021382 | 0.00011416 | 0.39557 | 0.21334 | 0.3293 | 0.042732 | 0.21689 | 0.19764 | 0.44507
6448 | 1 | 8.9317e-05 | 0 | 0 | 0.00022322 | 0.00011416 | 0.28638 | 0.22052 | 0.3797 | 0.10579 | 0.239 | 0.1249 | 0.21759
6449 | 1 | 8.8763e-05 | 0 | 0 | 0.00022322 | 0.00011416 | 0.12373 | 0.2146 | 0.4259 | 0.19382 | 0.26721 | 0.036762 | 0.35398
6450 | 1 | 8.8282e-05 | 2.4605e-05 | 0 | 0.00016448 | 0.00011416 | 0.031336 | 0.21858 | 0.5135 | 0.28573 | 0.29678 | 0.0012976 | 0.10591
6451 | 1 | 8.9983e-05 | 5.4916e-05 | 0 | 0.00011748 | 0.00011416 | 0 | 0.2693 | 0.6544 | 0.33272 | 0.30386 | 0.0042308 | 0
6452 | 1 | 9.1265e-05 | 6.7945e-05 | 0 | 8.8113e-05 | 0.00011416 | 0 | 0.31245 | 0.7104 | 0.2329 | 0.2994 | 0.059529 | 0
6453 | 1 | 7.6979e-05 | 8.2589e-05 | 0 | 5.8742e-05 | 0.00011416 | 0 | 0.31982 | 0.6874 | 0.2402 | 0.30231 | 0.088053 | 0
6454 | 1 | 7.7998e-05 | 9.617e-05 | 0 | 3.7595e-05 | 0.00011416 | 0 | 0.31963 | 0.6417 | 0.22644 | 0.29668 | 0.058228 | 0
6455 | 1 | 8.2059e-05 | 0.00010811 | 0 | 2.3497e-05 | 0.00011416 | 0 | 0.31206 | 0.6102 | 0.13465 | 0.28195 | 0.020871 | 0
6456 | 1 | 6.4523e-05 | 0.00011848 | 0 | 9.3987e-06 | 0.00011416 | 0 | 0.30489 | 0.5872 | 0.091064 | 0.25887 | 0.0013373 | 0
6457 | 1 | 4.8415e-05 | 0.0001274 | 0 | 5.8742e-06 | 0.00011416 | 0 | 0.2883 | 0.5733 | 0.032749 | 0.23211 | 0.04329 | 0
6458 | 1 | 3.6678e-05 | 0.00013569 | 0 | 2.3497e-06 | 0.00011416 | 0 | 0.27958 | 0.5677 | 0.016557 | 0.21728 | 0.18897 | 0
6459 | 1 | 2.0961e-05 | 0.00014315 | 0 | 1.1748e-06 | 0.00011416 | 0 | 0.28074 | 0.555 | 0.015948 | 0.20933 | 0.2405 | 0
6460 | 1 | 1.2074e-05 | 0.00014961 | 0 | 1.4098e-05 | 0.00011416 | 0 | 0.28239 | 0.5422 | 0.017166 | 0.21825 | 0.15088 | 0
6461 | 1 | 1.0564e-05 | 0.00015473 | 0 | 3.7595e-05 | 0.00011416 | 0 | 0.27725 | 0.5091 | 0.024227 | 0.2229 | 0.044255 | 0
6462 | 1 | 1.4403e-05 | 0.00015831 | 0 | 9.3987e-05 | 0.00011416 | 0.013568 | 0.2886 | 0.4771 | 0.027514 | 0.22852 | 0.0013984 | 0
6463 | 1 | 2.1762e-05 | 0.00014464 | 0 | 0.0001821 | 0.00011416 | 0.053465 | 0.2982 | 0.4727 | 0.037497 | 0.25092 | 0.006123 | 0
6464 | 1 | 3.9528e-05 | 0.0001073 | 0 | 0.0001586 | 0.00011416 | 0.1843 | 0.26067 | 0.4464 | 0.071342 | 0.25703 | 0.07537 | 0.049953
6465 | 1 | 6.6569e-05 | 5.6225e-05 | 0 | 0.00014685 | 0.00011416 | 0.34857 | 0.24738 | 0.4698 | 0.11176 | 0.26139 | 0.10674 | 0.066333
6466 | 1 | 9.0229e-05 | 6.6677e-06 | 0 | 0.00016448 | 0.00011416 | 0.47504 | 0.26426 | 0.5222 | 0.10786 | 0.274 | 0.068319 | 0.15529
6467 | 1 | 9.7455e-05 | 0 | 0 | 0.00018797 | 0.00011416 | 0.55145 | 0.31517 | 0.6089 | 0.1064 | 0.26876 | 0.023208 | 0.33144
6468 | 1 | 0.00010546 | 0 | 0 | 0.00020677 | 0.00011416 | 0.57438 | 0.37093 | 0.6456 | 0.03421 | 0.2483 | 0.0013373 | 0.65181
6469 | 1 | 9.6477e-05 | 0 | 0 | 0.00018797 | 0.00011416 | 0.55435 | 0.39856 | 0.6582 | 0.027514 | 0.23793 | 0.052888 | 0.74486
6470 | 1 | 8.4903e-05 | 0 | 0 | 0.00019032 | 0.00011416 | 0.49184 | 0.4101 | 0.6717 | 0.040784 | 0.2228 | 0.22628 | 0.82076
6471 | 1 | 7.5995e-05 | 0 | 0 | 0.00021382 | 0.00011416 | 0.40333 | 0.4039 | 0.699 | 0.046019 | 0.20904 | 0.28916 | 0.78728
6472 | 1 | 7.0011e-05 | 0 | 0 | 0.00022322 | 0.00011416 | 0.27217 | 0.40477 | 0.7236 | 0.05235 | 0.21941 | 0.18023 | 0.17023
6473 | 1 | 7.1519e-05 | 0 | 0 | 0.00022322 | 0.00011416 | 0.12163 | 0.3687 | 0.6838 | 0.11894 | 0.25228 | 0.052702 | 0.10596
6474 | 1 | 7.9014e-05 | 1.5524e-05 | 0 | 0.00016448 | 0.00011416 | 0.029882 | 0.32933 | 0.6557 | 0.27636 | 0.27022 | 0.0015043 | 0.093611
6475 | 1 | 8.7679e-05 | 4.6122e-05 | 0 | 0.00011748 | 0.00011416 | 0 | 0.37607 | 0.7126 | 0.27831 | 0.27652 | 0.0085089 | 0
6476 | 1 | 9.3888e-05 | 6.1134e-05 | 0 | 8.8113e-05 | 0.00011416 | 0 | 0.42097 | 0.7627 | 0.14086 | 0.26479 | 0.0938 | 0
6477 | 1 | 7.8486e-05 | 7.7353e-05 | 0 | 5.8742e-05 | 0.00011416 | 0 | 0.42911 | 0.7559 | 0.15644 | 0.26818 | 0.12789 | 0
6478 | 1 | 7.6506e-05 | 9.3266e-05 | 0 | 3.7595e-05 | 0.00011416 | 0 | 0.41757 | 0.7529 | 0.15681 | 0.25635 | 0.079513 | 0
6479 | 1 | 7.7337e-05 | 0.0001093 | 0 | 2.3497e-05 | 0.00011416 | 0 | 0.40739 | 0.7608 | 0.065376 | 0.24365 | 0.025714 | 0
6480 | 1 | 5.9711e-05 | 0.0001221 | 0 | 9.3987e-06 | 0.00011416 | 0 | 0.39818 | 0.7657 | 0.02654 | 0.22794 | 0.0013373 | 0
6481 | 1 | 4.4444e-05 | 0.0001335 | 0 | 5.8742e-06 | 0.00011416 | 0 | 0.38479 | 0.7539 | 0.048941 | 0.21524 | 0.06381 | 0
6482 | 1 | 3.4334e-05 | 0.00014368 | 0 | 2.3497e-06 | 0.00011416 | 0 | 0.3623 | 0.7333 | 0.025323 | 0.21485 | 0.26822 | 0
6483 | 1 | 2.1094e-05 | 0.00015274 | 0 | 1.1748e-06 | 0.00011416 | 0 | 0.36171 | 0.7137 | 0.019357 | 0.20564 | 0.34396 | 0
6484 | 1 | 1.7461e-05 | 0.00016121 | 0 | 1.4098e-05 | 0.00011416 | 0 | 0.36647 | 0.699 | 0.025201 | 0.19895 | 0.21317 | 0
6485 | 1 | 2.7255e-05 | 0.00016884 | 0 | 3.7595e-05 | 0.00011416 | 0 | 0.36782 | 0.6921 | 0.056124 | 0.22717 | 0.062162 | 0
6486 | 1 | 5.3769e-05 | 0.00017444 | 0 | 9.3987e-05 | 0.00011416 | 0.01373 | 0.36627 | 0.6885 | 0.10299 | 0.28321 | 0.0016155 | 0
6487 | 1 | 8.5083e-05 | 0.00016172 | 0 | 0.0001821 | 0.00011416 | 0.051042 | 0.34775 | 0.6705 | 0.15194 | 0.29077 | 0.011446 | 0
6488 | 1 | 0.00010384 | 0.00012313 | 0 | 0.0001586 | 0.00011416 | 0.17784 | 0.30295 | 0.5451 | 0.14366 | 0.29193 | 0.11501 | 0.015945
6489 | 1 | 0.00012543 | 6.8784e-05 | 0 | 0.00014685 | 0.00011416 | 0.33694 | 0.27793 | 0.6129 | 0.09849 | 0.29688 | 0.15168 | 0
6490 | 1 | 0.00014381 | 1.217e-05 | 0 | 0.00016448 | 0.00011416 | 0.466 | 0.30149 | 0.6862 | 0.074629 | 0.30463 | 0.091868 | 0.017394
6491 | 1 | 0.00014793 | 0 | 0 | 0.00018797 | 0.00011416 | 0.5466 | 0.36967 | 0.8234 | 0.069272 | 0.27409 | 0.028393 | 0.16615
6492 | 1 | 0.00014828 | 0 | 0 | 0.00020677 | 0.00011416 | 0.58133 | 0.39022 | 0.8638 | 0.07195 | 0.25199 | 0.0013373 | 0.071515
6493 | 1 | 0.00014425 | 0 | 0 | 0.00018797 | 0.00011416 | 0.57261 | 0.37073 | 0.8632 | 0.064767 | 0.23948 | 0.071033 | 0
6494 | 1 | 0.00014009 | 0 | 0 | 0.00019032 | 0.00011416 | 0.51866 | 0.37005 | 0.8491 | 0.063063 | 0.23463 | 0.29571 | 0.16987
6495 | 1 | 0.00013223 | 0 | 0 | 0.00021382 | 0.00011416 | 0.41916 | 0.38974 | 0.8478 | 0.055515 | 0.22833 | 0.37996 | 0
6496 | 1 | 0.00012537 | 0 | 0 | 0.00022322 | 0.00011416 | 0.27895 | 0.39953 | 0.8367 | 0.072072 | 0.22998 | 0.23473 | 0
6497 | 1 | 0.00012063 | 0 | 0 | 0.00022322 | 0.00011416 | 0.12211 | 0.39333 | 0.7468 | 0.12637 | 0.277 | 0.068347 | 0.097767
6498 | 1 | 0.00011836 | 3.4402e-05 | 0 | 0.00016448 | 0.00011416 | 0.029236 | 0.38053 | 0.7417 | 0.29291 | 0.3215 | 0.0016847 | 0.010608
6499 | 1 | 0.00012262 | 6.5204e-05 | 0 | 0.00011748 | 0.00011416 | 0 | 0.41941 | 0.8148 | 0.28963 | 0.31375 | 0.013496 | 0
6500 | 1 | 0.00011824 | 8.0094e-05 | 0 | 8.8113e-05 | 0.00011416 | 0 | 0.43832 | 0.814 | 0.16825 | 0.27148 | 0.12916 | 0
6501 | 1 | 9.5688e-05 | 9.6641e-05 | 0 | 5.8742e-05 | 0.00011416 | 0 | 0.44133 | 0.7852 | 0.14804 | 0.26479 | 0.16727 | 0
6502 | 1 | 9.1007e-05 | 0.00011065 | 0 | 3.7595e-05 | 0.00011416 | 0 | 0.43348 | 0.7569 | 0.13647 | 0.2581 | 0.099862 | 0
6503 | 1 | 9.1658e-05 | 0.00012282 | 0 | 2.3497e-05 | 0.00011416 | 0 | 0.4326 | 0.7396 | 0.14646 | 0.24617 | 0.030087 | 0
6504 | 1 | 7.1026e-05 | 0.00013452 | 0 | 9.3987e-06 | 0.00011416 | 0 | 0.4133 | 0.7247 | 0.088386 | 0.22135 | 0.0013373 | 0
6505 | 1 | 5.542e-05 | 0.00014426 | 0 | 5.8742e-06 | 0.00011416 | 0 | 0.40787 | 0.7115 | 0.10579 | 0.21505 | 0.078782 | 0
6506 | 1 | 4.5742e-05 | 0.00015244 | 0 | 2.3497e-06 | 0.00011416 | 0 | 0.41263 | 0.7093 | 0.060141 | 0.21563 | 0.32501 | 0
6507 | 1 | 3.2853e-05 | 0.0001587 | 0 | 1.1748e-06 | 0.00011416 | 0 | 0.407 | 0.7059 | 0.042001 | 0.21941 | 0.41838 | 0
6508 | 1 | 2.8655e-05 | 0.00016516 | 0 | 1.4098e-05 | 0.00011416 | 0 | 0.407 | 0.6979 | 0.04748 | 0.21204 | 0.25771 | 0
6509 | 1 | 3.6079e-05 | 0.00017397 | 0 | 3.7595e-05 | 0.00011416 | 0 | 0.4136 | 0.6921 | 0.11529 | 0.23706 | 0.074929 | 0
6510 | 1 | 6.1416e-05 | 0.00018044 | 0 | 9.3987e-05 | 0.00011416 | 0.013407 | 0.42116 | 0.707 | 0.22961 | 0.28408 | 0.0017558 | 0
6511 | 1 | 9.2086e-05 | 0.00017091 | 0 | 0.0001821 | 0.00011416 | 0.046358 | 0.4166 | 0.7002 | 0.25286 | 0.30027 | 0.015778 | 0
6512 | 1 | 0.00011054 | 0.00013288 | 0 | 0.0001586 | 0.00011416 | 0.16589 | 0.40167 | 0.6209 | 0.22547 | 0.31957 | 0.14442 | 0.0030977
6513 | 1 | 0.00013061 | 7.7047e-05 | 0 | 0.00014685 | 0.00011416 | 0.32095 | 0.40254 | 0.7657 | 0.1898 | 0.31481 | 0.1839 | 0.059603
6514 | 1 | 0.00014451 | 2.4728e-05 | 0 | 0.00016448 | 0.00011416 | 0.45065 | 0.43095 | 0.8884 | 0.12722 | 0.30638 | 0.10831 | 0
6515 | 1 | 0.00015245 | 0 | 0 | 0.00018797 | 0.00011416 | 0.51849 | 0.45917 | 0.9266 | 0.11164 | 0.29416 | 0.031847 | 0.0073431
6516 | 1 | 0.00015235 | 0 | 0 | 0.00020677 | 0.00011416 | 0.5361 | 0.48894 | 0.9552 | 0.077794 | 0.26517 | 0.0013373 | 0
6517 | 1 | 0.00014683 | 0 | 0 | 0.00018797 | 0.00011416 | 0.51543 | 0.50562 | 0.9658 | 0.053811 | 0.24239 | 0.084249 | 0.44119
6518 | 1 | 0.00014113 | 0 | 0 | 0.00019032 | 0.00011416 | 0.46245 | 0.52919 | 0.9624 | 0.053567 | 0.23686 | 0.34559 | 0
6519 | 1 | 0.00013399 | 0 | 0 | 0.00021382 | 0.00011416 | 0.37991 | 0.54054 | 0.9515 | 0.04261 | 0.23958 | 0.44538 | 0.7228
6520 | 1 | 0.00012685 | 0 | 0 | 0.00022322 | 0.00011416 | 0.25052 | 0.53704 | 0.9315 | 0.049915 | 0.2485 | 0.27383 | 0.14657
6521 | 1 | 0.00012228 | 0 | 0 | 0.00022322 | 0.00011416 | 0.10838 | 0.49476 | 0.8894 | 0.10872 | 0.28069 | 0.079544 | 0.42789
6522 | 1 | 0.00011966 | 3.4443e-05 | 0 | 0.00016448 | 0.00011416 | 0.026167 | 0.4264 | 0.8478 | 0.24519 | 0.30939 | 0.0018044 | 0.22419
6523 | 1 | 0.00012526 | 6.3425e-05 | 0 | 0.00011748 | 0.00011416 | 0 | 0.42223 | 0.8156 | 0.26077 | 0.30299 | 0.017434 | 0
6524 | 1 | 0.00012126 | 7.9644e-05 | 0 | 8.8113e-05 | 0.00011416 | 0 | 0.43726 | 0.814 | 0.13124 | 0.27322 | 0.15523 | 0
6525 | 1 | 9.9346e-05 | 9.5168e-05 | 0 | 5.8742e-05 | 0.00011416 | 0 | 0.42523 | 0.8009 | 0.126 | 0.24598 | 0.19557 | 0
6526 | 1 | 9.3998e-05 | 0.00010846 | 0 | 3.7595e-05 | 0.00011416 | 0 | 0.41709 | 0.7843 | 0.10738 | 0.23483 | 0.11419 | 0
6527 | 1 | 9.5368e-05 | 0.00011893 | 0 | 2.3497e-05 | 0.00011416 | 0 | 0.41757 | 0.7569 | 0.054419 | 0.22513 | 0.033057 | 0
6528 | 1 | 7.5621e-05 | 0.00012861 | 0 | 9.3987e-06 | 0.00011416 | 0 | 0.41408 | 0.7269 | 0.066228 | 0.22571 | 0.0013373 | 0
6529 | 1 | 5.947e-05 | 0.00013794 | 0 | 5.8742e-06 | 0.00011416 | 0 | 0.40118 | 0.7025 | 0.079011 | 0.21505 | 0.087075 | 0
6530 | 1 | 4.9234e-05 | 0.00014644 | 0 | 2.3497e-06 | 0.00011416 | 0 | 0.39459 | 0.6897 | 0.03981 | 0.21185 | 0.3562 | 0
6531 | 1 | 3.6911e-05 | 0.00015336 | 0 | 1.1748e-06 | 0.00011416 | 0 | 0.39343 | 0.6742 | 0.03141 | 0.21098 | 0.4593 | 0
6532 | 1 | 3.2333e-05 | 0.00016005 | 0 | 1.4098e-05 | 0.00011416 | 0 | 0.38683 | 0.6557 | 0.020696 | 0.22048 | 0.28213 | 0
6533 | 1 | 4.0275e-05 | 0.00016604 | 0 | 3.7595e-05 | 0.00011416 | 0 | 0.37704 | 0.6468 | 0.1159 | 0.23774 | 0.081921 | 0
6534 | 1 | 6.4938e-05 | 0.00017224 | 0 | 9.3987e-05 | 0.00011416 | 0.006461 | 0.37151 | 0.6379 | 0.26321 | 0.25422 | 0.001829 | 0
6535 | 1 | 9.4654e-05 | 0.00016279 | 0 | 0.0001821 | 0.00011416 | 0.038927 | 0.35619 | 0.643 | 0.23009 | 0.28961 | 0.018303 | 0
6536 | 1 | 0.00011417 | 0.00012399 | 0 | 0.0001586 | 0.00011416 | 0.157 | 0.31478 | 0.5733 | 0.18164 | 0.30134 | 0.16083 | 0.060662
6537 | 1 | 0.00013353 | 7.2424e-05 | 0 | 0.00014685 | 0.00011416 | 0.30625 | 0.30954 | 0.7081 | 0.14439 | 0.29174 | 0.20159 | 0.24337
6538 | 1 | 0.00014662 | 2.6589e-05 | 0 | 0.00016448 | 0.00011416 | 0.43176 | 0.31846 | 0.7225 | 0.13039 | 0.28292 | 0.11721 | 0.15776
6539 | 1 | 0.00015443 | 0 | 0 | 0.00018797 | 0.00011416 | 0.5122 | 0.32942 | 0.7779 | 0.11249 | 0.2613 | 0.033674 | 0.3281
6540 | 1 | 0.00015483 | 0 | 0 | 0.00020677 | 0.00011416 | 0.54967 | 0.32642 | 0.7549 | 0.099708 | 0.25451 | 0.0013373 | 0.24571
6541 | 1 | 0.00014843 | 0 | 0 | 0.00018797 | 0.00011416 | 0.54983 | 0.3205 | 0.6802 | 0.093742 | 0.23803 | 0.087075 | 0.22207
6542 | 1 | 0.00014419 | 0 | 0 | 0.00019032 | 0.00011416 | 0.49588 | 0.31769 | 0.6262 | 0.046141 | 0.22882 | 0.3562 | 0.15102
6543 | 1 | 0.00013575 | 0 | 0 | 0.00021382 | 0.00011416 | 0.38911 | 0.30935 | 0.6262 | 0.019479 | 0.23037 | 0.4593 | 0.21297
6544 | 1 | 0.00012854 | 0 | 0 | 0.00022322 | 0.00011416 | 0.25004 | 0.31051 | 0.6594 | 0.03908 | 0.25111 | 0.28213 | 0.079538
6545 | 1 | 0.00012417 | 0 | 0 | 0.00022322 | 0.00011416 | 0.10176 | 0.29694 | 0.6532 | 0.16752 | 0.28185 | 0.081921 | 0.064317
6546 | 1 | 0.00011914 | 4.3688e-05 | 0 | 0.00016448 | 0.00011416 | 0.018737 | 0.28724 | 0.7081 | 0.31215 | 0.30153 | 0.001829 | 0.05655
6547 | 1 | 0.00012455 | 7.1606e-05 | 0 | 0.00011748 | 0.00011416 | 0 | 0.31517 | 0.7914 | 0.28293 | 0.31685 | 0.018303 | 0
6548 | 1 | 0.00012017 | 8.7028e-05 | 0 | 8.8113e-05 | 0.00011416 | 0 | 0.33708 | 0.7733 | 0.13915 | 0.29339 | 0.16083 | 0
6549 | 1 | 9.6903e-05 | 0.00010474 | 0 | 5.8742e-05 | 0.00011416 | 0 | 0.33844 | 0.7488 | 0.12771 | 0.26488 | 0.20159 | 0
6550 | 1 | 9.1637e-05 | 0.00012082 | 0 | 3.7595e-05 | 0.00011416 | 0 | 0.32739 | 0.699 | 0.1495 | 0.24307 | 0.11721 | 0
6551 | 1 | 9.1191e-05 | 0.00013517 | 0 | 2.3497e-05 | 0.00011416 | 0 | 0.32254 | 0.6632 | 0.15741 | 0.21611 | 0.033674 | 0
6552 | 1 | 7.1887e-05 | 0.00014724 | 0 | 9.3987e-06 | 0.00011416 | 0 | 0.31875 | 0.6022 | 0.1338 | 0.22048 | 0.0013373 | 0
6553 | 1 | 5.628e-05 | 0.00015851 | 0 | 5.8742e-06 | 0.00011416 | 0 | 0.31943 | 0.5747 | 0.093499 | 0.21408 | 0.084249 | 0
6554 | 1 | 4.6225e-05 | 0.00016884 | 0 | 2.3497e-06 | 0.00011416 | 0 | 0.31982 | 0.5635 | 0.045654 | 0.21243 | 0.34559 | 0
6555 | 1 | 3.1782e-05 | 0.00017811 | 0 | 1.1748e-06 | 0.00011416 | 0 | 0.311 | 0.5565 | 0.058193 | 0.2165 | 0.44538 | 0
6556 | 1 | 2.6454e-05 | 0.00018757 | 0 | 1.4098e-05 | 0.00011416 | 0 | 0.30605 | 0.5565 | 0.064767 | 0.22862 | 0.27383 | 0
6557 | 1 | 3.3734e-05 | 0.00019612 | 0 | 3.7595e-05 | 0.00011416 | 0 | 0.29965 | 0.5308 | 0.16119 | 0.28534 | 0.079544 | 0
6558 | 1 | 5.8801e-05 | 0.00020294 | 0 | 9.3987e-05 | 0.00011416 | 0.0048457 | 0.30401 | 0.5149 | 0.32019 | 0.31811 | 0.0018044 | 0
6559 | 1 | 8.9456e-05 | 0.00019342 | 0 | 0.0001821 | 0.00011416 | 0.039735 | 0.29054 | 0.5062 | 0.32372 | 0.35302 | 0.017434 | 0
6560 | 1 | 0.00010802 | 0.0001542 | 0 | 0.0001586 | 0.00011416 | 0.17041 | 0.23128 | 0.3911 | 0.28878 | 0.32955 | 0.15523 | 0.016057
6561 | 1 | 0.00012593 | 0.00010089 | 0 | 0.00014685 | 0.00011416 | 0.33258 | 0.20529 | 0.423 | 0.24154 | 0.30822 | 0.19557 | 0.051357
6562 | 1 | 0.00014209 | 4.8637e-05 | 0 | 0.00016448 | 0.00011416 | 0.45695 | 0.21761 | 0.4376 | 0.21853 | 0.28069 | 0.11419 | 0
6563 | 1 | 0.00015182 | 1.5013e-05 | 0 | 0.00018797 | 0.00011416 | 0.54353 | 0.26881 | 0.5265 | 0.20404 | 0.25102 | 0.033057 | 0
6564 | 1 | 0.00015611 | 0 | 0 | 0.00020677 | 0.00011416 | 0.5718 | 0.32002 | 0.5816 | 0.13562 | 0.23638 | 0.0013373 | 0
6565 | 1 | 0.00015015 | 0 | 0 | 0.00018797 | 0.00011416 | 0.56453 | 0.34697 | 0.5593 | 0.068055 | 0.23415 | 0.081485 | 0
6566 | 1 | 0.00014551 | 0 | 0 | 0.00019032 | 0.00011416 | 0.50299 | 0.36201 | 0.5733 | 0.046019 | 0.23764 | 0.3352 | 0
6567 | 1 | 0.00013767 | 0 | 0 | 0.00021382 | 0.00011416 | 0.38911 | 0.37995 | 0.6301 | 0.1086 | 0.24258 | 0.43173 | 0
6568 | 1 | 0.0001307 | 0 | 0 | 0.00022322 | 0.00011416 | 0.24859 | 0.38247 | 0.6956 | 0.1506 | 0.25848 | 0.26569 | 0.10007
6569 | 1 | 0.00012269 | 1.4092e-05 | 0 | 0.00022322 | 0.00011416 | 0.10144 | 0.34038 | 0.7081 | 0.22997 | 0.30648 | 0.077214 | 0.46263
6570 | 1 | 0.0001147 | 6.9315e-05 | 0 | 0.00016448 | 0.00011416 | 0.017283 | 0.29606 | 0.6766 | 0.33017 | 0.33304 | 0.00178 | 0.25666
6571 | 1 | 0.00012082 | 9.7172e-05 | 0 | 0.00011748 | 0.00011416 | 0 | 0.3076 | 0.7171 | 0.33272 | 0.31123 | 0.016592 | 0
6572 | 1 | 0.00011582 | 0.00011192 | 0 | 8.8113e-05 | 0.00011416 | 0 | 0.32341 | 0.7301 | 0.21476 | 0.28563 | 0.14976 | 0
6573 | 1 | 9.5025e-05 | 0.00012673 | 0 | 5.8742e-05 | 0.00011416 | 0 | 0.3332 | 0.7104 | 0.173 | 0.25034 | 0.18967 | 0
6574 | 1 | 9.1017e-05 | 0.00013933 | 0 | 3.7595e-05 | 0.00011416 | 0 | 0.31585 | 0.6814 | 0.19601 | 0.22261 | 0.11122 | 0
6575 | 1 | 9.1416e-05 | 0.00014951 | 0 | 2.3497e-05 | 0.00011416 | 0 | 0.29199 | 0.6456 | 0.14098 | 0.21214 | 0.032448 | 0
6576 | 1 | 7.1618e-05 | 0.0001578 | 0 | 9.3987e-06 | 0.00011416 | 0 | 0.26154 | 0.6619 | 0.11079 | 0.22019 | 0.0013373 | 0
6577 | 1 | 5.5874e-05 | 0.00016514 | 0 | 5.8742e-06 | 0.00011416 | 0 | 0.23817 | 0.6417 | 0.11213 | 0.23134 | 0.078782 | 0
6578 | 1 | 4.716e-05 | 0.00017179 | 0 | 2.3497e-06 | 0.00011416 | 0 | 0.2245 | 0.594 | 0.084612 | 0.23114 | 0.32501 | 0
6579 | 1 | 3.4211e-05 | 0.00017911 | 0 | 1.1748e-06 | 0.00011416 | 0 | 0.21373 | 0.5816 | 0.090212 | 0.22949 | 0.41838 | 0
6580 | 1 | 2.9904e-05 | 0.00018604 | 0 | 1.4098e-05 | 0.00011416 | 0 | 0.21073 | 0.5607 | 0.10543 | 0.23289 | 0.25771 | 0
6581 | 1 | 3.8149e-05 | 0.00019238 | 0 | 3.7595e-05 | 0.00011416 | 0 | 0.20539 | 0.5536 | 0.18724 | 0.27419 | 0.074929 | 0
6582 | 1 | 6.4169e-05 | 0.00019768 | 0 | 9.3987e-05 | 0.00011416 | 0.0040381 | 0.19356 | 0.525 | 0.36146 | 0.29746 | 0.0017558 | 0
6583 | 1 | 9.5315e-05 | 0.0001886 | 0 | 0.0001821 | 0.00011416 | 0.02859 | 0.18037 | 0.4844 | 0.36754 | 0.31763 | 0.015778 | 0
6584 | 1 | 0.00011178 | 0.00015399 | 0 | 0.0001586 | 0.00011416 | 0.11581 | 0.14536 | 0.4508 | 0.35586 | 0.31559 | 0.14442 | 0.00081343
6585 | 1 | 0.00013035 | 0.00010734 | 0 | 0.00014685 | 0.00011416 | 0.23906 | 0.091156 | 0.4449 | 0.33979 | 0.30473 | 0.1839 | 0.012079
6586 | 1 | 0.00014639 | 5.1623e-05 | 0 | 0.00016448 | 0.00011416 | 0.34066 | 0.073022 | 0.3797 | 0.31458 | 0.29222 | 0.10831 | 0.0027634
6587 | 1 | 0.00015939 | 4.3974e-06 | 0 | 0.00018797 | 0.00011416 | 0.42158 | 0.076707 | 0.2997 | 0.28135 | 0.25267 | 0.031847 | 0
6588 | 1 | 0.00016062 | 0 | 0 | 0.00020677 | 0.00011416 | 0.45259 | 0.073991 | 0.3184 | 0.21232 | 0.24501 | 0.0013373 | 0.13727
6589 | 1 | 0.00015322 | 0 | 0 | 0.00018797 | 0.00011416 | 0.42529 | 0.066815 | 0.3375 | 0.19235 | 0.24491 | 0.071033 | 0.028771
6590 | 1 | 0.00014616 | 0 | 0 | 0.00019032 | 0.00011416 | 0.36828 | 0.062548 | 0.2945 | 0.18688 | 0.23967 | 0.29571 | 0
6591 | 1 | 0.00013634 | 0 | 0 | 0.00021382 | 0.00011416 | 0.28671 | 0.062548 | 0.2337 | 0.17555 | 0.25897 | 0.37996 | 0.32806
6592 | 1 | 0.0001286 | 0 | 0 | 0.00022322 | 0.00011416 | 0.17929 | 0.065167 | 0.1672 | 0.24921 | 0.28796 | 0.23473 | 0.67828
6593 | 1 | 0.00012636 | 0 | 0 | 0.00022322 | 0.00011416 | 0.075594 | 0.069822 | 0.1009 | 0.35306 | 0.30822 | 0.068347 | 0.27699
6594 | 1 | 0.00011747 | 4.8719e-05 | 0 | 0.00016448 | 0.00011416 | 0.017445 | 0.08495 | 0.061 | 0.39652 | 0.32984 | 0.0016847 | 0.031011
6595 | 1 | 0.0001227 | 7.1872e-05 | 0 | 0.00011748 | 0.00011416 | 0 | 0.10444 | 0.0529 | 0.3589 | 0.30425 | 0.013496 | 0
6596 | 1 | 0.00011903 | 8.4021e-05 | 0 | 8.8113e-05 | 0.00011416 | 0 | 0.10444 | 0.0498 | 0.27891 | 0.2867 | 0.12916 | 0
6597 | 1 | 0.00010024 | 9.5045e-05 | 0 | 5.8742e-05 | 0.00011416 | 0 | 0.09358 | 0.0439 | 0.28683 | 0.27884 | 0.16727 | 0
6598 | 1 | 9.9125e-05 | 0.00010464 | 0 | 3.7595e-05 | 0.00011416 | 0 | 0.073894 | 0.0295 | 0.30789 | 0.2739 | 0.099862 | 0
6599 | 1 | 0.00010085 | 0.00011249 | 0 | 2.3497e-05 | 0.00011416 | 0 | 0.067882 | 0.0202 | 0.23387 | 0.24704 | 0.030087 | 0
6600 | 1 | 8.019e-05 | 0.00011742 | 0 | 9.3987e-06 | 0.00011416 | 0 | 0.070306 | 0.0186 | 0.16642 | 0.22174 | 0.0013373 | 0
6601 | 1 | 6.3567e-05 | 0.00012157 | 0 | 5.8742e-06 | 0.00011416 | 0 | 0.071179 | 0.0108 | 0.12284 | 0.21854 | 0.06616 | 0
6602 | 1 | 5.379e-05 | 0.00012413 | 0 | 2.3497e-06 | 0.00011416 | 0 | 0.075349 | 0.0043 | 0.087777 | 0.22872 | 0.27718 | 0
6603 | 1 | 4.1081e-05 | 0.00012648 | 0 | 1.1748e-06 | 0.00011416 | 0 | 0.08301 | 0.003 | 0.087533 | 0.21999 | 0.3557 | 0
6604 | 1 | 3.3812e-05 | 0.00012959 | 0 | 1.4098e-05 | 0.00011416 | 0 | 0.092708 | 0.0048 | 0.096299 | 0.21699 | 0.2202 | 0
6605 | 1 | 3.4908e-05 | 0.00013233 | 0 | 3.7595e-05 | 0.00011416 | 0 | 0.093386 | 0.011 | 0.12296 | 0.21941 | 0.06418 | 0
6606 | 1 | 4.3791e-05 | 0.0001344 | 0 | 9.3987e-05 | 0.00011416 | 0.0082378 | 0.092998 | 0.0171 | 0.10933 | 0.22309 | 0.0016383 | 0
6607 | 1 | 5.6725e-05 | 0.00012497 | 0 | 0.0001821 | 0.00011416 | 0.027621 | 0.08815 | 0.013 | 0.1495 | 0.23153 | 0.012104 | 0
6608 | 1 | 7.5979e-05 | 9.253e-05 | 0 | 0.0001586 | 0.00011416 | 0.097076 | 0.077095 | 0.0148 | 0.24811 | 0.24685 | 0.11961 | 0.0058389
6609 | 1 | 9.8774e-05 | 5.9007e-05 | 0 | 0.00014685 | 0.00011416 | 0.20078 | 0.065652 | 0.0177 | 0.25383 | 0.27089 | 0.15676 | 0.0048806
6610 | 1 | 0.00011815 | 1.2251e-05 | 0 | 0.00016448 | 0.00011416 | 0.28331 | 0.060803 | 0.0265 | 0.27003 | 0.26178 | 0.094484 | 0.49643
6611 | 1 | 0.00012536 | 0 | 0 | 0.00018797 | 0.00011416 | 0.34679 | 0.057312 | 0.0323 | 0.28001 | 0.25722 | 0.02895 | 0.063414
6612 | 1 | 0.00013437 | 0 | 0 | 0.00020677 | 0.00011416 | 0.3707 | 0.059348 | 0.0225 | 0.26017 | 0.25412 | 0.0013373 | 0
6613 | 1 | 0.00012652 | 0 | 0 | 0.00018797 | 0.00011416 | 0.3581 | 0.0673 | 0.0168 | 0.16326 | 0.2578 | 0.057093 | 0
6614 | 1 | 0.00011608 | 0 | 0 | 0.00019032 | 0.00011416 | 0.31352 | 0.085434 | 0.0229 | 0.12442 | 0.27884 | 0.24249 | 0.018163
6615 | 1 | 0.0001069 | 0 | 0 | 0.00021382 | 0.00011416 | 0.25101 | 0.085047 | 0.0276 | 0.13112 | 0.27506 | 0.31032 | 0.031523
6616 | 1 | 0.00010056 | 0 | 0 | 0.00022322 | 0.00011416 | 0.17122 | 0.078937 | 0.0392 | 0.17592 | 0.28553 | 0.19297 | 0.026754
6617 | 1 | 9.9551e-05 | 0 | 0 | 0.00022322 | 0.00011416 | 0.078663 | 0.071276 | 0.0862 | 0.25895 | 0.31016 | 0.056361 | 0.29759
6618 | 1 | 0.0001005 | 2.3296e-05 | 0 | 0.00016448 | 0.00011416 | 0.018575 | 0.071179 | 0.229 | 0.30424 | 0.33663 | 0.0015481 | 0.079226
6619 | 1 | 0.00010679 | 5.0805e-05 | 0 | 0.00011748 | 0.00011416 | 0 | 0.081458 | 0.3868 | 0.31227 | 0.33275 | 0.0096143 | 0
6620 | 1 | 0.00010098 | 7.1115e-05 | 0 | 8.8113e-05 | 0.00011416 | 0 | 0.089022 | 0.4245 | 0.23143 | 0.30968 | 0.10194 | 0
6621 | 1 | 8.4042e-05 | 8.5044e-05 | 0 | 5.8742e-05 | 0.00011416 | 0 | 0.080295 | 0.364 | 0.18213 | 0.31142 | 0.13708 | 0
6622 | 1 | 8.4894e-05 | 9.7847e-05 | 0 | 3.7595e-05 | 0.00011416 | 0 | 0.081168 | 0.2828 | 0.19418 | 0.30628 | 0.084313 | 0
6623 | 1 | 8.8515e-05 | 0.00011024 | 0 | 2.3497e-05 | 0.00011416 | 0 | 0.073507 | 0.2577 | 0.13039 | 0.28418 | 0.026764 | 0
6624 | 1 | 7.0731e-05 | 0.00012227 | 0 | 9.3987e-06 | 0.00011416 | 0 | 0.068561 | 0.3037 | 0.1215 | 0.28728 | 0.0013373 | 0
6625 | 1 | 5.3923e-05 | 0.00013272 | 0 | 5.8742e-06 | 0.00011416 | 0 | 0.067106 | 0.2564 | 0.10409 | 0.28389 | 0.050866 | 0
6626 | 1 | 4.1488e-05 | 0.0001416 | 0 | 2.3497e-06 | 0.00011416 | 0 | 0.07341 | 0.1662 | 0.091794 | 0.27254 | 0.21846 | 0
6627 | 1 | 2.5596e-05 | 0.00014822 | 0 | 1.1748e-06 | 0.00011416 | 0 | 0.077967 | 0.0796 | 0.088386 | 0.28534 | 0.27895 | 0
6628 | 1 | 1.7001e-05 | 0.00015338 | 0 | 1.4098e-05 | 0.00011416 | 0 | 0.076125 | 0.0809 | 0.086925 | 0.29523 | 0.17408 | 0
6629 | 1 | 1.5668e-05 | 0.00015775 | 0 | 3.7595e-05 | 0.00011416 | 0 | 0.079131 | 0.1711 | 0.08656 | 0.30076 | 0.050934 | 0
6630 | 1 | 2.0097e-05 | 0.00016019 | 0 | 9.3987e-05 | 0.00011416 | 0.0096915 | 0.081555 | 0.3556 | 0.08729 | 0.29891 | 0.0014827 | 0
6631 | 1 | 2.7585e-05 | 0.00015121 | 0 | 0.0001821 | 0.00011416 | 0.031013 | 0.080004 | 0.5789 | 0.092038 | 0.30463 | 0.0079894 | 0
6632 | 1 | 4.5867e-05 | 0.00011163 | 0 | 0.0001586 | 0.00011416 | 0.11371 | 0.078937 | 0.5479 | 0.10056 | 0.31743 | 0.089897 | 0.049329
6633 | 1 | 7.1492e-05 | 6.9193e-05 | 0 | 0.00014685 | 0.00011416 | 0.21903 | 0.078937 | 0.4917 | 0.09983 | 0.31801 | 0.12346 | 0
6634 | 1 | 9.4524e-05 | 2.4912e-05 | 0 | 0.00016448 | 0.00011416 | 0.31013 | 0.088829 | 0.728 | 0.12211 | 0.3184 | 0.077184 | 0
6635 | 1 | 0.0001086 | 0 | 0 | 0.00018797 | 0.00011416 | 0.36537 | 0.098817 | 0.8409 | 0.14475 | 0.3313 | 0.025199 | 0
6636 | 1 | 0.00011877 | 0 | 0 | 0.00020677 | 0.00011416 | 0.36182 | 0.10754 | 0.8977 | 0.12369 | 0.29252 | 0.0013373 | 0
6637 | 1 | 0.00010936 | 0 | 0 | 0.00018797 | 0.00011416 | 0.3308 | 0.11918 | 0.902 | 0.077429 | 0.27797 | 0.041522 | 0
6638 | 1 | 9.7715e-05 | 0 | 0 | 0.00019032 | 0.00011416 | 0.29414 | 0.12742 | 0.8697 | 0.069028 | 0.27196 | 0.18203 | 0
6639 | 1 | 9.0015e-05 | 0 | 0 | 0.00021382 | 0.00011416 | 0.20917 | 0.13935 | 0.8777 | 0.072924 | 0.2739 | 0.23148 | 0
6640 | 1 | 8.5279e-05 | 0 | 0 | 0.00022322 | 0.00011416 | 0.11662 | 0.15497 | 0.9244 | 0.09009 | 0.29155 | 0.14542 | 0
6641 | 1 | 8.3004e-05 | 1.2129e-05 | 0 | 0.00022322 | 0.00011416 | 0.045873 | 0.16379 | 0.9335 | 0.16728 | 0.31986 | 0.042682 | 0
6642 | 1 | 8.9002e-05 | 4.0149e-05 | 0 | 0.00016448 | 0.00011416 | 0.013245 | 0.17834 | 0.9301 | 0.24665 | 0.34991 | 0.0013779 | 0
6643 | 1 | 0.0001071 | 5.2605e-05 | 0 | 0.00011748 | 0.00011416 | 0 | 0.18192 | 0.8904 | 0.29669 | 0.35263 | 0.0057069 | 0
6644 | 1 | 0.00010571 | 5.9416e-05 | 0 | 8.8113e-05 | 0.00011416 | 0 | 0.19511 | 0.8743 | 0.16667 | 0.3247 | 0.072001 | 0
6645 | 1 | 9.0586e-05 | 6.4284e-05 | 0 | 5.8742e-05 | 0.00011416 | 0 | 0.2116 | 0.8504 | 0.15912 | 0.30677 | 0.10281 | 0
6646 | 1 | 9.1758e-05 | 6.6391e-05 | 0 | 3.7595e-05 | 0.00011416 | 0 | 0.2245 | 0.8203 | 0.15376 | 0.28069 | 0.066214 | 0
6647 | 1 | 9.6401e-05 | 6.819e-05 | 0 | 2.3497e-05 | 0.00011416 | 0 | 0.22236 | 0.7779 | 0.13501 | 0.24724 | 0.022727 | 0
6648 | 1 | 7.8646e-05 | 7.1504e-05 | 0 | 9.3987e-06 | 0.00011416 | 0 | 0.22071 | 0.7588 | 0.078524 | 0.23531 | 0.0013373 | 0
6649 | 1 | 6.7214e-05 | 7.4613e-05 | 0 | 5.8742e-06 | 0.00011416 | 0 | 0.23012 | 0.7059 | 0.065376 | 0.23085 | 0.03493 | 0
6650 | 1 | 5.8574e-05 | 7.7497e-05 | 0 | 2.3497e-06 | 0.00011416 | 0 | 0.21121 | 0.6909 | 0.06635 | 0.22397 | 0.15599 | 0
6651 | 1 | 4.6678e-05 | 8.0462e-05 | 0 | 1.1748e-06 | 0.00011416 | 0 | 0.21664 | 0.6754 | 0.070976 | 0.22232 | 0.19764 | 0
6652 | 1 | 4.4013e-05 | 8.2835e-05 | 0 | 1.4098e-05 | 0.00011416 | 0 | 0.22227 | 0.6582 | 0.077307 | 0.22949 | 0.1249 | 0
6653 | 1 | 5.4848e-05 | 8.3714e-05 | 0 | 3.7595e-05 | 0.00011416 | 0 | 0.23671 | 0.6594 | 0.12661 | 0.274 | 0.036762 | 0
6654 | 1 | 8.383e-05 | 8.3776e-05 | 0 | 9.3987e-05 | 0.00011416 | 0.0075917 | 0.2403 | 0.6921 | 0.20538 | 0.32519 | 0.0012976 | 0
6655 | 1 | 0.00011495 | 7.6842e-05 | 0 | 0.0001821 | 0.00011416 | 0.024713 | 0.22246 | 0.7647 | 0.2738 | 0.3534 | 0.0042308 | 0
6656 | 1 | 0.00013035 | 5.4344e-05 | 0 | 0.0001586 | 0.00011416 | 0.082216 | 0.2146 | 0.7949 | 0.27733 | 0.35185 | 0.059529 | 0
6657 | 1 | 0.00014549 | 2.4544e-05 | 0 | 0.00014685 | 0.00011416 | 0.1528 | 0.20219 | 0.7269 | 0.2682 | 0.36727 | 0.088053 | 0
6658 | 1 | 0.00015533 | 0 | 0 | 0.00016448 | 0.00011416 | 0.21208 | 0.18357 | 0.673 | 0.26966 | 0.36184 | 0.058228 | 0
6659 | 1 | 0.0001587 | 0 | 0 | 0.00018797 | 0.00011416 | 0.26894 | 0.16815 | 0.7958 | 0.22437 | 0.35214 | 0.020871 | 0
6660 | 1 | 0.00016068 | 0 | 0 | 0.00020677 | 0.00011416 | 0.3027 | 0.16272 | 0.8755 | 0.22182 | 0.34002 | 0.0013373 | 0
6661 | 1 | 0.00015697 | 0 | 0 | 0.00018797 | 0.00011416 | 0.30997 | 0.15913 | 0.8929 | 0.21147 | 0.32635 | 0.026411 | 0
6662 | 1 | 0.00015337 | 0 | 0 | 0.00019032 | 0.00011416 | 0.28218 | 0.17213 | 0.8868 | 0.21098 | 0.31065 | 0.12178 | 0
6663 | 1 | 0.00014655 | 0 | 0 | 0.00021382 | 0.00011416 | 0.21547 | 0.18832 | 0.8203 | 0.21938 | 0.30968 | 0.15333 | 0
6664 | 1 | 0.0001399 | 0 | 0 | 0.00022322 | 0.00011416 | 0.14263 | 0.20054 | 0.5279 | 0.24592 | 0.33605 | 0.097883 | 0.006864
6665 | 1 | 0.0001372 | 0 | 0 | 0.00022322 | 0.00011416 | 0.057987 | 0.24137 | 0.3279 | 0.33686 | 0.36717 | 0.02895 | 0.017996
6666 | 1 | 0.00014647 | 0 | 0 | 0.00016448 | 0.00011416 | 0.013891 | 0.25621 | 0.5265 | 0.33966 | 0.42302 | 0.0011832 | 0
6667 | 1 | 0.00016077 | 0 | 0 | 0.00011748 | 0.00011416 | 0 | 0.25941 | 0.7081 | 0.25432 | 0.39858 | 0.0025314 | 0
6668 | 1 | 0.00014988 | 3.2725e-07 | 0 | 8.8113e-05 | 0.00011416 | 0 | 0.25107 | 0.7406 | 0.12661 | 0.363 | 0.043658 | 0
6669 | 1 | 0.00012855 | 3.9065e-06 | 0 | 5.8742e-05 | 0.00011416 | 0 | 0.24059 | 0.7949 | 0.1674 | 0.34768 | 0.068679 | 0
6670 | 1 | 0.00012517 | 9.3675e-06 | 0 | 3.7595e-05 | 0.00011416 | 0 | 0.22605 | 0.7852 | 0.19004 | 0.33595 | 0.047495 | 0
6671 | 1 | 0.00012675 | 1.5074e-05 | 0 | 2.3497e-05 | 0.00011416 | 0 | 0.2147 | 0.7723 | 0.14451 | 0.32015 | 0.01828 | 0
6672 | 1 | 0.00010684 | 2.1169e-05 | 0 | 9.3987e-06 | 0.00011416 | 0 | 0.20112 | 0.7215 | 0.10677 | 0.29494 | 0.0013373 | 0
6673 | 1 | 9.1704e-05 | 2.5525e-05 | 0 | 5.8742e-06 | 0.00011416 | 0 | 0.19696 | 0.6944 | 0.068542 | 0.27894 | 0.020473 | 0
6674 | 1 | 8.3116e-05 | 2.7755e-05 | 0 | 2.3497e-06 | 0.00011416 | 0 | 0.19453 | 0.707 | 0.043097 | 0.27923 | 0.097428 | 0
6675 | 1 | 7.1418e-05 | 2.6998e-05 | 0 | 1.1748e-06 | 0.00011416 | 0 | 0.20074 | 0.7385 | 0.046262 | 0.28389 | 0.12191 | 0
6676 | 1 | 6.7603e-05 | 2.6978e-05 | 0 | 1.4098e-05 | 0.00011416 | 0 | 0.20151 | 0.8484 | 0.073655 | 0.27991 | 0.0786 | 0
6677 | 1 | 7.6804e-05 | 2.7428e-05 | 0 | 3.7595e-05 | 0.00011416 | 0 | 0.21296 | 0.9504 | 0.17762 | 0.30076 | 0.023356 | 0
6678 | 1 | 0.00010296 | 2.8491e-05 | 0 | 9.3987e-05 | 0.00011416 | 0.0062995 | 0.22391 | 0.9624 | 0.2654 | 0.33624 | 0.0010931 | 0
6679 | 1 | 0.0001334 | 2.3194e-05 | 0 | 0.0001821 | 0.00011416 | 0.023583 | 0.26212 | 0.9736 | 0.25055 | 0.35146 | 0.0015239 | 0
6680 | 1 | 0.00014563 | 3.8043e-06 | 0 | 0.0001586 | 0.00011416 | 0.10144 | 0.26202 | 0.972 | 0.24519 | 0.36756 | 0.032819 | 0.0079671
6681 | 1 | 0.0001518 | 0 | 0 | 0.00014685 | 0.00011416 | 0.20562 | 0.28646 | 0.967 | 0.24385 | 0.3629 | 0.054893 | 0.12258
6682 | 1 | 0.00015338 | 0 | 0 | 0.00016448 | 0.00011416 | 0.29527 | 0.3141 | 0.9576 | 0.23996 | 0.36048 | 0.039629 | 0.12874
6683 | 1 | 0.00015616 | 0 | 0 | 0.00018797 | 0.00011416 | 0.33516 | 0.34503 | 0.9628 | 0.22352 | 0.35098 | 0.016293 | 0.10185
6684 | 1 | 0.00015664 | 0 | 0 | 0.00020677 | 0.00011416 | 0.33839 | 0.38344 | 0.9786 | 0.19515 | 0.34012 | 0.0013373 | 0.12463
6685 | 1 | 0.00015143 | 0 | 0 | 0.00018797 | 0.00011416 | 0.32983 | 0.41088 | 0.9777 | 0.1691 | 0.31995 | 0.015499 | 0.96181
6686 | 1 | 0.000148 | 0 | 0 | 0.00019032 | 0.00011416 | 0.30286 | 0.39876 | 0.9822 | 0.16253 | 0.31821 | 0.076556 | 0.73206
6687 | 1 | 0.00013871 | 0 | 0 | 0.00021382 | 0.00011416 | 0.24116 | 0.42126 | 0.9878 | 0.17531 | 0.32587 | 0.095102 | 0.68448
6688 | 1 | 0.00013446 | 0 | 0 | 0.00022322 | 0.00011416 | 0.15733 | 0.41699 | 0.9897 | 0.19637 | 0.34332 | 0.062032 | 0.35449
6689 | 1 | 0.00013126 | 0 | 0 | 0.00022322 | 0.00011416 | 0.067679 | 0.41747 | 0.9836 | 0.22717 | 0.38171 | 0.018534 | 0.42413
6690 | 1 | 0.00013831 | 6.1359e-08 | 0 | 0.00016448 | 0.00011416 | 0.029236 | 0.42872 | 0.9765 | 0.29535 | 0.45143 | 0.0010078 | 0
6691 | 1 | 0.00014881 | 1.5606e-05 | 0 | 0.00011748 | 0.00011416 | 0 | 0.4487 | 0.9624 | 0.23387 | 0.45385 | 0.00082711 | 0
6692 | 1 | 0.00013767 | 2.6691e-05 | 0 | 8.8113e-05 | 0.00011416 | 0 | 0.47023 | 0.9412 | 0.13014 | 0.42011 | 0.023942 | 0
6693 | 1 | 0.00011503 | 3.655e-05 | 0 | 5.8742e-05 | 0.00011416 | 0 | 0.47614 | 0.9229 | 0.12698 | 0.40275 | 0.043087 | 0
6694 | 1 | 0.00011147 | 4.471e-05 | 0 | 3.7595e-05 | 0.00011416 | 0 | 0.4711 | 0.9125 | 0.15096 | 0.39345 | 0.032684 | 0
6695 | 1 | 0.00011311 | 5.1194e-05 | 0 | 2.3497e-05 | 0.00011416 | 0 | 0.44599 | 0.8958 | 0.098003 | 0.37638 | 0.014455 | 0
6696 | 1 | 9.5342e-05 | 5.7678e-05 | 0 | 9.3987e-06 | 0.00011416 | 0 | 0.43377 | 0.868 | 0.091186 | 0.37435 | 0.0013373 | 0
6697 | 1 | 7.8394e-05 | 6.4079e-05 | 0 | 5.8742e-06 | 0.00011416 | 0 | 0.4423 | 0.8294 | 0.077307 | 0.3661 | 0.010683 | 0
6698 | 1 | 6.785e-05 | 7.1054e-05 | 0 | 2.3497e-06 | 0.00011416 | 0 | 0.45142 | 0.7761 | 0.067568 | 0.36329 | 0.055732 | 0
6699 | 1 | 5.4491e-05 | 7.8131e-05 | 0 | 1.1748e-06 | 0.00011416 | 0 | 0.44085 | 0.7488 | 0.076698 | 0.37279 | 0.068513 | 0
6700 | 1 | 4.9841e-05 | 8.533e-05 | 0 | 1.4098e-05 | 0.00011416 | 0 | 0.41738 | 0.7115 | 0.080838 | 0.36863 | 0.045444 | 0
6701 | 1 | 5.784e-05 | 9.1752e-05 | 0 | 3.7595e-05 | 0.00011416 | 0 | 0.4135 | 0.6681 | 0.10738 | 0.39529 | 0.013684 | 0
6702 | 1 | 8.3347e-05 | 9.7009e-05 | 0 | 9.3987e-05 | 0.00011416 | 0.022775 | 0.3975 | 0.6116 | 0.2514 | 0.42214 | 0.00091137 | 0
6703 | 1 | 0.00011301 | 9.6518e-05 | 0 | 0.0001821 | 0.00011416 | 0.04022 | 0.37248 | 0.555 | 0.25834 | 0.43766 | 0.00032027 | 0
6704 | 1 | 0.00012587 | 7.8744e-05 | 0 | 0.0001586 | 0.00011416 | 0.12454 | 0.34775 | 0.4493 | 0.24921 | 0.4362 | 0.015602 | 0.049686
6705 | 1 | 0.00013778 | 5.5019e-05 | 0 | 0.00014685 | 0.00011416 | 0.2481 | 0.34106 | 0.3103 | 0.2581 | 0.42176 | 0.031318 | 0.24803
6706 | 1 | 0.0001459 | 2.8798e-05 | 0 | 0.00016448 | 0.00011416 | 0.35019 | 0.3366 | 0.3403 | 0.31118 | 0.40673 | 0.025484 | 0.46892
6707 | 1 | 0.00015425 | 7.6903e-06 | 0 | 0.00018797 | 0.00011416 | 0.40155 | 0.32554 | 0.374 | 0.23691 | 0.40052 | 0.012438 | 0.71348
6708 | 1 | 0.00015714 | 0 | 0 | 0.00020677 | 0.00011416 | 0.41011 | 0.31235 | 0.3911 | 0.19759 | 0.40557 | 0.0013373 | 0.89
6709 | 1 | 0.0001524 | 0 | 0 | 0.00018797 | 0.00011416 | 0.39654 | 0.28491 | 0.3868 | 0.19053 | 0.39548 | 0.0075296 | 0.88972
6710 | 1 | 0.00014918 | 0 | 0 | 0.00019032 | 0.00011416 | 0.356 | 0.26804 | 0.3782 | 0.18456 | 0.39897 | 0.041581 | 0.56546
6711 | 1 | 0.00014157 | 0 | 0 | 0.00021382 | 0.00011416 | 0.29963 | 0.2468 | 0.3612 | 0.16484 | 0.40498 | 0.050571 | 0.66639
6712 | 1 | 0.00013471 | 4.7042e-06 | 0 | 0.00022322 | 0.00011416 | 0.20255 | 0.21363 | 0.3265 | 0.18615 | 0.42176 | 0.034124 | 0.56344
6713 | 1 | 0.00012575 | 2.7121e-05 | 0 | 0.00022322 | 0.00011416 | 0.087223 | 0.18357 | 0.2919 | 0.22644 | 0.44541 | 0.010357 | 0.40345
6714 | 1 | 0.00012385 | 6.5818e-05 | 0 | 0.00016448 | 0.00011416 | 0.029721 | 0.15913 | 0.3334 | 0.28865 | 0.46539 | 0.00083588 | 0
6715 | 1 | 0.00013589 | 8.4451e-05 | 0 | 0.00011748 | 0.00011416 | 0 | 0.14692 | 0.3725 | 0.30156 | 0.46723 | 0.00010522 | 0
6716 | 1 | 0.00012371 | 9.6845e-05 | 0 | 8.8113e-05 | 0.00011416 | 0 | 0.13984 | 0.3669 | 0.21731 | 0.43116 | 0.01035 | 0
6717 | 1 | 0.00010172 | 0.00010744 | 0 | 5.8742e-05 | 0.00011416 | 0 | 0.12801 | 0.3306 | 0.17665 | 0.4235 | 0.023329 | 0
6718 | 1 | 9.7756e-05 | 0.00011626 | 0 | 3.7595e-05 | 0.00011416 | 0 | 0.11375 | 0.2651 | 0.15814 | 0.41187 | 0.020362 | 0
6719 | 1 | 0.00010004 | 0.00012335 | 0 | 2.3497e-05 | 0.00011416 | 0 | 0.10047 | 0.1925 | 0.11006 | 0.39034 | 0.010909 | 0
6720 | 1 | 8.1864e-05 | 0.00012847 | 0 | 9.3987e-06 | 0.00011416 | 0 | 0.095229 | 0.1325 | 0.10726 | 0.3789 | 0.0013373 | 0
6721 | 1 | 6.6336e-05 | 0.00013327 | 0 | 5.8742e-06 | 0.00011416 | 0 | 0.091156 | 0.0952 | 0.097395 | 0.37425 | 0.0050674 | 0
6722 | 1 | 5.6972e-05 | 0.00013841 | 0 | 2.3497e-06 | 0.00011416 | 0 | 0.084562 | 0.0758 | 0.17129 | 0.3726 | 0.030055 | 0
6723 | 1 | 4.4156e-05 | 0.00014262 | 0 | 1.1748e-06 | 0.00011416 | 0 | 0.080101 | 0.0667 | 0.089725 | 0.36688 | 0.036072 | 0
6724 | 1 | 4.0245e-05 | 0.00014794 | 0 | 1.4098e-05 | 0.00011416 | 0 | 0.077095 | 0.0621 | 0.10299 | 0.36649 | 0.024859 | 0
6725 | 1 | 4.8364e-05 | 0.0001525 | 0 | 3.7595e-05 | 0.00011416 | 0 | 0.070694 | 0.0633 | 0.18968 | 0.39829 | 0.0076188 | 0
6726 | 1 | 7.4846e-05 | 0.00015628 | 0 | 9.3987e-05 | 0.00011416 | 0 | 0.064197 | 0.0667 | 0.30923 | 0.42602 | 0.00076468 | 0
6727 | 1 | 0.0001072 | 0.00015178 | 0 | 0.0001821 | 0.00011416 | 0.040704 | 0.059833 | 0.0709 | 0.33078 | 0.45346 | 1.7578e-05 | 0
6728 | 1 | 0.00012366 | 0.00011634 | 0 | 0.0001586 | 0.00011416 | 0.12599 | 0.056051 | 0.065 | 0.2889 | 0.44958 | 0.0064322 | 0.047034
6729 | 1 | 0.00013696 | 7.6453e-05 | 0 | 0.00014685 | 0.00011416 | 0.2565 | 0.056633 | 0.0268 | 0.24081 | 0.43116 | 0.01683 | 0.26387
6730 | 1 | 0.00014863 | 3.3707e-05 | 0 | 0.00016448 | 0.00011416 | 0.35681 | 0.060221 | 0.0117 | 0.25189 | 0.42011 | 0.015976 | 0.45845
6731 | 1 | 0.00015609 | 9.2448e-06 | 0 | 0.00018797 | 0.00011416 | 0.43063 | 0.060803 | 0.0048 | 0.26333 | 0.41439 | 0.00951 | 0.67178
6732 | 1 | 0.00015799 | 0 | 0 | 0.00020677 | 0.00011416 | 0.45453 | 0.0609 | 0.0009 | 0.21622 | 0.40401 | 0.0013373 | 0.82468
6733 | 1 | 0.00015281 | 0 | 0 | 0.00018797 | 0.00011416 | 0.42804 | 0.059251 | 0.0001 | 0.21768 | 0.40149 | 0.0042568 | 0.82191
6734 | 1 | 0.00015049 | 0 | 0 | 0.00019032 | 0.00011416 | 0.37458 | 0.0609 | 0.0001 | 0.28488 | 0.39791 | 0.026119 | 0.92837
6735 | 1 | 0.00014339 | 0 | 0 | 0.00021382 | 0.00011416 | 0.29268 | 0.065167 | 0.0009 | 0.31045 | 0.40295 | 0.031154 | 0.89144
6736 | 1 | 0.0001368 | 6.1359e-07 | 0 | 0.00022322 | 0.00011416 | 0.19141 | 0.062161 | 0.0048 | 0.33796 | 0.41342 | 0.021683 | 0.54725
6737 | 1 | 0.00012525 | 2.8409e-05 | 0 | 0.00022322 | 0.00011416 | 0.079955 | 0.057506 | 0.0162 | 0.36292 | 0.44813 | 0.0066753 | 0.43996
6738 | 1 | 0.00011936 | 7.7374e-05 | 0 | 0.00016448 | 0.00011416 | 0.030205 | 0.0577 | 0.0406 | 0.41113 | 0.47402 | 0.00073737 | 0
6739 | 1 | 0.0001316 | 9.75e-05 | 0 | 0.00011748 | 0.00011416 | 0 | 0.065264 | 0.0896 | 0.33248 | 0.44706 | 5.3757e-06 | 0
6740 | 1 | 0.0001209 | 0.00011016 | 0 | 8.8113e-05 | 0.00011416 | 0 | 0.068949 | 0.1711 | 0.20185 | 0.40847 | 0.0051952 | 0
6741 | 1 | 9.8521e-05 | 0.00012229 | 0 | 5.8742e-05 | 0.00011416 | 0 | 0.068173 | 0.2651 | 0.19747 | 0.41856 | 0.014612 | 0
6742 | 1 | 9.5697e-05 | 0.00013329 | 0 | 3.7595e-05 | 0.00011416 | 0 | 0.063033 | 0.3252 | 0.22169 | 0.40838 | 0.014416 | 0
6743 | 1 | 9.7486e-05 | 0.00014317 | 0 | 2.3497e-05 | 0.00011416 | 0 | 0.057506 | 0.343 | 0.16472 | 0.37357 | 0.0089859 | 0
6744 | 1 | 7.6729e-05 | 0.00015291 | 0 | 9.3987e-06 | 0.00011416 | 0 | 0.054306 | 0.3197 | 0.13903 | 0.34448 | 0.0013373 | 0
6745 | 1 | 6.0627e-05 | 0.00016205 | 0 | 5.8742e-06 | 0.00011416 | 0 | 0.056536 | 0.2867 | 0.12284 | 0.33178 | 0.0059748 | 0
6746 | 1 | 5.0649e-05 | 0.00017041 | 0 | 2.3497e-06 | 0.00011416 | 0 | 0.059736 | 0.2688 | 0.1086 | 0.33576 | 0.034368 | 0
6747 | 1 | 3.791e-05 | 0.00017778 | 0 | 1.1748e-06 | 0.00011416 | 0 | 0.066137 | 0.2676 | 0.11042 | 0.33518 | 0.041482 | 0
6748 | 1 | 3.3187e-05 | 0.00018416 | 0 | 1.4098e-05 | 0.00011416 | 0 | 0.070791 | 0.2701 | 0.13367 | 0.32742 | 0.028332 | 0
6749 | 1 | 4.2236e-05 | 0.0001888 | 0 | 3.7595e-05 | 0.00011416 | 0 | 0.075349 | 0.2764 | 0.27721 | 0.34982 | 0.0086474 | 0
6750 | 1 | 6.8938e-05 | 0.00019126 | 0 | 9.3987e-05 | 0.00011416 | 0 | 0.078743 | 0.3037 | 0.32761 | 0.40828 | 0.00079265 | 0
6751 | 1 | 0.00010301 | 0.00018385 | 0 | 0.0001821 | 0.00011416 | 0.039735 | 0.08204 | 0.3669 | 0.33613 | 0.43271 | 4.1009e-05 | 0
6752 | 1 | 0.00012106 | 0.00014051 | 0 | 0.0001586 | 0.00011416 | 0.13536 | 0.07467 | 0.3157 | 0.35987 | 0.42253 | 0.0078515 | 0.044259
6753 | 1 | 0.00013604 | 9.5598e-05 | 0 | 0.00014685 | 0.00011416 | 0.28089 | 0.053433 | 0.2153 | 0.36377 | 0.41584 | 0.019261 | 0.25785
6754 | 1 | 0.00015003 | 4.3585e-05 | 0 | 0.00016448 | 0.00011416 | 0.40543 | 0.051493 | 0.2854 | 0.32396 | 0.41594 | 0.017646 | 0.44779
6755 | 1 | 0.00015758 | 1.0676e-05 | 0 | 0.00018797 | 0.00011416 | 0.49427 | 0.059542 | 0.3711 | 0.2805 | 0.40227 | 0.010054 | 0.69414
6756 | 1 | 0.00016032 | 0 | 0 | 0.00020677 | 0.00011416 | 0.5214 | 0.064779 | 0.3472 | 0.21281 | 0.38201 | 0.0013373 | 0.82039
6757 | 1 | 0.0001525 | 0 | 0 | 0.00018797 | 0.00011416 | 0.50008 | 0.068658 | 0.343 | 0.15157 | 0.36397 | 0.0093331 | 0.84905
6758 | 1 | 0.00014553 | 0 | 0 | 0.00019032 | 0.00011416 | 0.45017 | 0.073216 | 0.3598 | 0.11882 | 0.35554 | 0.04974 | 0.92422
6759 | 1 | 0.00013556 | 0 | 0 | 0.00021382 | 0.00011416 | 0.36569 | 0.079131 | 0.3754 | 0.10555 | 0.3598 | 0.0609 | 0.87499
6760 | 1 | 0.00012783 | 0 | 0 | 0.00022322 | 0.00011416 | 0.23453 | 0.088635 | 0.3911 | 0.14901 | 0.35961 | 0.040656 | 0.53303
6761 | 1 | 0.0001198 | 2.123e-05 | 0 | 0.00022322 | 0.00011416 | 0.09643 | 0.095617 | 0.3868 | 0.19467 | 0.39936 | 0.012279 | 0.41868
6762 | 1 | 0.00011246 | 7.2833e-05 | 0 | 0.00016448 | 0.00011416 | 0.030044 | 0.1185 | 0.4946 | 0.27076 | 0.44939 | 0.00088065 | 0
6763 | 1 | 0.00012587 | 9.1159e-05 | 0 | 0.00011748 | 0.00011416 | 0 | 0.1601 | 0.6494 | 0.23229 | 0.41322 | 0.0002153 | 0
6764 | 1 | 0.00011766 | 0.00010229 | 0 | 8.8113e-05 | 0.00011416 | 0 | 0.18774 | 0.7204 | 0.16228 | 0.37483 | 0.013328 | 0
6765 | 1 | 9.8643e-05 | 0.00011362 | 0 | 5.8742e-05 | 0.00011416 | 0 | 0.1986 | 0.7258 | 0.19114 | 0.38685 | 0.027934 | 0
6766 | 1 | 9.6892e-05 | 0.00012407 | 0 | 3.7595e-05 | 0.00011416 | 0 | 0.20568 | 0.6681 | 0.18383 | 0.3822 | 0.023343 | 0
6767 | 1 | 9.9238e-05 | 0.00013364 | 0 | 2.3497e-05 | 0.00011416 | 0 | 0.19754 | 0.5789 | 0.10957 | 0.36814 | 0.01181 | 0
6768 | 1 | 7.8293e-05 | 0.00014262 | 0 | 9.3987e-06 | 0.00011416 | 0 | 0.19211 | 0.5663 | 0.070611 | 0.33954 | 0.0013373 | 0
6769 | 1 | 6.0825e-05 | 0.0001507 | 0 | 5.8742e-06 | 0.00011416 | 0 | 0.1859 | 0.5844 | 0.045654 | 0.30163 | 0.015499 | 0
6770 | 1 | 4.9824e-05 | 0.00015563 | 0 | 2.3497e-06 | 0.00011416 | 0 | 0.18115 | 0.6089 | 0.037132 | 0.28049 | 0.076556 | 0
6771 | 1 | 3.6561e-05 | 0.00015782 | 0 | 1.1748e-06 | 0.00011416 | 0 | 0.19317 | 0.6049 | 0.068907 | 0.27661 | 0.095102 | 0
6772 | 1 | 3.0112e-05 | 0.00015988 | 0 | 1.4098e-05 | 0.00011416 | 0 | 0.20171 | 0.6089 | 0.04468 | 0.27933 | 0.062032 | 0
6773 | 1 | 3.1747e-05 | 0.00016256 | 0 | 3.7595e-05 | 0.00011416 | 0 | 0.19889 | 0.6196 | 0.040297 | 0.30502 | 0.018534 | 0
6774 | 1 | 4.1235e-05 | 0.00016483 | 0 | 9.3987e-05 | 0.00011416 | 0 | 0.19734 | 0.6301 | 0.070124 | 0.34128 | 0.0010078 | 0
6775 | 1 | 5.4418e-05 | 0.00016076 | 0 | 0.0001821 | 0.00011416 | 0.041673 | 0.19191 | 0.5967 | 0.096664 | 0.35757 | 0.00082711 | 0
6776 | 1 | 7.1211e-05 | 0.00013254 | 0 | 0.0001586 | 0.00011416 | 0.14327 | 0.16747 | 0.5789 | 0.14305 | 0.38016 | 0.023942 | 0.040404
6777 | 1 | 9.3924e-05 | 9.5209e-05 | 0 | 0.00014685 | 0.00011416 | 0.28525 | 0.14207 | 0.6392 | 0.1691 | 0.35922 | 0.043087 | 0.20795
6778 | 1 | 0.00011207 | 4.4874e-05 | 0 | 0.00016448 | 0.00011416 | 0.39913 | 0.14081 | 0.6392 | 0.14037 | 0.34914 | 0.032684 | 0.3303
6779 | 1 | 0.00012483 | 4.1724e-06 | 0 | 0.00018797 | 0.00011416 | 0.47456 | 0.14886 | 0.6182 | 0.15547 | 0.33973 | 0.014455 | 0.60558
6780 | 1 | 0.00013273 | 0 | 0 | 0.00020677 | 0.00011416 | 0.50509 | 0.15555 | 0.6262 | 0.14731 | 0.30405 | 0.0013373 | 0.75872
6781 | 1 | 0.00012413 | 0 | 0 | 0.00018797 | 0.00011416 | 0.4975 | 0.16253 | 0.6327 | 0.085829 | 0.28233 | 0.023914 | 0.78355
6782 | 1 | 0.00011415 | 0 | 0 | 0.00019032 | 0.00011416 | 0.44435 | 0.17174 | 0.6196 | 0.061115 | 0.26207 | 0.11161 | 0.85485
6783 | 1 | 0.00010536 | 0 | 0 | 0.00021382 | 0.00011416 | 0.34599 | 0.1732 | 0.6076 | 0.10421 | 0.26149 | 0.14018 | 0.80984
6784 | 1 | 9.8428e-05 | 0 | 0 | 0.00022322 | 0.00011416 | 0.21241 | 0.18406 | 0.5844 | 0.15035 | 0.28825 | 0.089831 | 0.65049
6785 | 1 | 9.5337e-05 | 9.7766e-06 | 0 | 0.00022322 | 0.00011416 | 0.084154 | 0.1763 | 0.538 | 0.25493 | 0.32102 | 0.026617 | 0.30061
6786 | 1 | 9.1334e-05 | 6.0807e-05 | 0 | 0.00016448 | 0.00011416 | 0.028751 | 0.20529 | 0.6826 | 0.41892 | 0.38055 | 0.0011466 | 0
6787 | 1 | 0.00010585 | 7.9235e-05 | 0 | 0.00011748 | 0.00011416 | 0 | 0.22779 | 0.7385 | 0.25444 | 0.36009 | 0.0020875 | 0
6788 | 1 | 9.7878e-05 | 9.345e-05 | 0 | 8.8113e-05 | 0.00011416 | 0 | 0.2339 | 0.7013 | 0.097029 | 0.31656 | 0.039075 | 0
6789 | 1 | 8.1e-05 | 0.00010734 | 0 | 5.8742e-05 | 0.00011416 | 0 | 0.2371 | 0.6582 | 0.14402 | 0.31123 | 0.062917 | 0
6790 | 1 | 8.2921e-05 | 0.00011836 | 0 | 3.7595e-05 | 0.00011416 | 0 | 0.23206 | 0.643 | 0.18188 | 0.312 | 0.044234 | 0
6791 | 1 | 8.8409e-05 | 0.00012826 | 0 | 2.3497e-05 | 0.00011416 | 0 | 0.2308 | 0.6417 | 0.12016 | 0.28495 | 0.017467 | 0
6792 | 1 | 7.1647e-05 | 0.00013689 | 0 | 9.3987e-06 | 0.00011416 | 0 | 0.22062 | 0.6301 | 0.062454 | 0.26711 | 0.0013373 | 0
6793 | 1 | 5.6295e-05 | 0.00014293 | 0 | 5.8742e-06 | 0.00011416 | 0 | 0.19977 | 0.6102 | 0.045776 | 0.24898 | 0.036507 | 0
6794 | 1 | 4.4389e-05 | 0.00014775 | 0 | 2.3497e-06 | 0.00011416 | 0 | 0.18803 | 0.5719 | 0.039688 | 0.22213 | 0.16225 | 0
6795 | 1 | 2.9518e-05 | 0.00015152 | 0 | 1.1748e-06 | 0.00011416 | 0 | 0.1763 | 0.5522 | 0.028001 | 0.21689 | 0.20577 | 0
6796 | 1 | 2.1641e-05 | 0.00015548 | 0 | 1.4098e-05 | 0.00011416 | 0 | 0.17203 | 0.5479 | 0.021427 | 0.21863 | 0.12983 | 0
6797 | 1 | 2.0783e-05 | 0.0001588 | 0 | 3.7595e-05 | 0.00011416 | 0 | 0.17572 | 0.5593 | 0.034088 | 0.22571 | 0.038187 | 0
6798 | 1 | 2.4702e-05 | 0.00016232 | 0 | 9.3987e-05 | 0.00011416 | 0 | 0.18173 | 0.5719 | 0.042123 | 0.2357 | 0.0013174 | 0
6799 | 1 | 3.1481e-05 | 0.00016156 | 0 | 0.0001821 | 0.00011416 | 0.025682 | 0.18425 | 0.5844 | 0.054054 | 0.23909 | 0.0045725 | 0
6800 | 1 | 4.3826e-05 | 0.00014031 | 0 | 0.0001586 | 0.00011416 | 0.11904 | 0.16466 | 0.5607 | 0.058437 | 0.23929 | 0.062499 | 0.0039334
6801 | 1 | 6.6551e-05 | 0.00010783 | 0 | 0.00014685 | 0.00011416 | 0.2586 | 0.1441 | 0.5422 | 0.09289 | 0.24559 | 0.091599 | 0.01609
6802 | 1 | 8.7122e-05 | 6.8272e-05 | 0 | 0.00016448 | 0.00011416 | 0.36747 | 0.13489 | 0.6619 | 0.095082 | 0.2613 | 0.060161 | 0.077699
6803 | 1 | 0.00010398 | 3.0905e-05 | 0 | 0.00018797 | 0.00011416 | 0.44839 | 0.11559 | 0.729 | 0.17568 | 0.29009 | 0.021325 | 0.24181
6804 | 1 | 0.00012067 | 1.9839e-06 | 0 | 0.00020677 | 0.00011416 | 0.49798 | 0.10997 | 0.7539 | 0.10093 | 0.27671 | 0.0013373 | 0.43467
6805 | 1 | 0.00011145 | 0 | 0 | 0.00018797 | 0.00011416 | 0.50153 | 0.11278 | 0.7396 | 0.041271 | 0.24772 | 0.052888 | 0.85764
6806 | 1 | 9.8977e-05 | 0 | 0 | 0.00019032 | 0.00011416 | 0.44177 | 0.12209 | 0.7126 | 0.064889 | 0.22523 | 0.22628 | 0.88289
6807 | 1 | 8.8175e-05 | 0 | 0 | 0.00021382 | 0.00011416 | 0.32305 | 0.12985 | 0.6885 | 0.059654 | 0.21582 | 0.28916 | 0.080719
6808 | 1 | 8.2388e-05 | 0 | 0 | 0.00022322 | 0.00011416 | 0.17897 | 0.13528 | 0.6705 | 0.097029 | 0.23667 | 0.18023 | 0.014876
6809 | 1 | 7.7237e-05 | 2.6159e-05 | 0 | 0.00022322 | 0.00011416 | 0.059603 | 0.14459 | 0.5926 | 0.21037 | 0.26925 | 0.052702 | 0.24603
6810 | 1 | 7.5983e-05 | 7.7312e-05 | 0 | 0.00016448 | 0.00011416 | 0.013407 | 0.17 | 0.6129 | 0.31665 | 0.32092 | 0.0015043 | 0
6811 | 1 | 9.7735e-05 | 9.3941e-05 | 0 | 0.00011748 | 0.00011416 | 0 | 0.20209 | 0.673 | 0.24056 | 0.30531 | 0.0085089 | 0
6812 | 1 | 9.6492e-05 | 0.00010629 | 0 | 8.8113e-05 | 0.00011416 | 0 | 0.21587 | 0.6717 | 0.15035 | 0.26992 | 0.0938 | 0
6813 | 1 | 8.0156e-05 | 0.00011963 | 0 | 5.8742e-05 | 0.00011416 | 0 | 0.22479 | 0.6102 | 0.19552 | 0.27138 | 0.12789 | 0
6814 | 1 | 7.9658e-05 | 0.00013057 | 0 | 3.7595e-05 | 0.00011416 | 0 | 0.20976 | 0.5844 | 0.21512 | 0.27535 | 0.079513 | 0
6815 | 1 | 8.3011e-05 | 0.00014006 | 0 | 2.3497e-05 | 0.00011416 | 0 | 0.1827 | 0.5761 | 0.23423 | 0.24617 | 0.025714 | 0
6816 | 1 | 6.7784e-05 | 0.00014763 | 0 | 9.3987e-06 | 0.00011416 | 0 | 0.16049 | 0.5775 | 0.17166 | 0.22668 | 0.0013373 | 0
6817 | 1 | 5.375e-05 | 0.00015387 | 0 | 5.8742e-06 | 0.00011416 | 0 | 0.14721 | 0.5775 | 0.10774 | 0.22629 | 0.071033 | 0
6818 | 1 | 4.4701e-05 | 0.00015861 | 0 | 2.3497e-06 | 0.00011416 | 0 | 0.14653 | 0.5649 | 0.066959 | 0.22358 | 0.29571 | 0
6819 | 1 | 3.2554e-05 | 0.0001626 | 0 | 1.1748e-06 | 0.00011416 | 0 | 0.14798 | 0.5508 | 0.06562 | 0.21088 | 0.37996 | 0
6820 | 1 | 3.0019e-05 | 0.00016608 | 0 | 1.4098e-05 | 0.00011416 | 0 | 0.14343 | 0.5437 | 0.10506 | 0.22145 | 0.23473 | 0
6821 | 1 | 4.2685e-05 | 0.00016939 | 0 | 3.7595e-05 | 0.00011416 | 0 | 0.15186 | 0.5522 | 0.22693 | 0.26246 | 0.068347 | 0
6822 | 1 | 7.1707e-05 | 0.00017181 | 0 | 9.3987e-05 | 0.00011416 | 0 | 0.15797 | 0.5733 | 0.37339 | 0.30667 | 0.0016847 | 0
6823 | 1 | 0.0001042 | 0.00017052 | 0 | 0.0001821 | 0.00011416 | 0.020675 | 0.14934 | 0.5775 | 0.32627 | 0.32994 | 0.013496 | 0
6824 | 1 | 0.00011857 | 0.00015072 | 0 | 0.0001586 | 0.00011416 | 0.069456 | 0.12965 | 0.5649 | 0.31921 | 0.33469 | 0.12916 | 0.0030197
6825 | 1 | 0.00013262 | 0.00012106 | 0 | 0.00014685 | 0.00011416 | 0.16572 | 0.098817 | 0.5926 | 0.30192 | 0.32713 | 0.16727 | 0
6826 | 1 | 0.00014616 | 8.6496e-05 | 0 | 0.00016448 | 0.00011416 | 0.2376 | 0.098332 | 0.6632 | 0.27161 | 0.33042 | 0.099862 | 0.24424
6827 | 1 | 0.00015636 | 5.6655e-05 | 0 | 0.00018797 | 0.00011416 | 0.31142 | 0.099496 | 0.6979 | 0.2279 | 0.32887 | 0.030087 | 0.11941
6828 | 1 | 0.00016388 | 3.3113e-05 | 0 | 0.00020677 | 0.00011416 | 0.35745 | 0.097071 | 0.6802 | 0.19832 | 0.32034 | 0.0013373 | 0.11285
6829 | 1 | 0.00016265 | 1.7896e-05 | 0 | 0.00018797 | 0.00011416 | 0.36101 | 0.09552 | 0.6532 | 0.16606 | 0.30473 | 0.092915 | 0.13793
6830 | 1 | 0.00015855 | 1.176e-05 | 0 | 0.00019032 | 0.00011416 | 0.26862 | 0.091544 | 0.634 | 0.10993 | 0.28505 | 0.37805 | 0.8627
6831 | 1 | 0.00014735 | 1.4113e-05 | 0 | 0.00021382 | 0.00011416 | 0.19948 | 0.088441 | 0.6235 | 0.11176 | 0.26895 | 0.48802 | 0.77006
6832 | 1 | 0.00013816 | 2.5014e-05 | 0 | 0.00022322 | 0.00011416 | 0.11662 | 0.096974 | 0.6102 | 0.13708 | 0.28573 | 0.29924 | 0.085533
6833 | 1 | 0.00012695 | 5.5039e-05 | 0 | 0.00022322 | 0.00011416 | 0.043773 | 0.11259 | 0.5236 | 0.25408 | 0.33905 | 0.086816 | 0.083248
6834 | 1 | 0.00012463 | 9.885e-05 | 0 | 0.00016448 | 0.00011416 | 0.013568 | 0.13702 | 0.5885 | 0.33857 | 0.39975 | 0.0018789 | 0
6835 | 1 | 0.0001408 | 0.00011441 | 0 | 0.00011748 | 0.00011416 | 0 | 0.15128 | 0.7059 | 0.23168 | 0.39335 | 0.020128 | 0
6836 | 1 | 0.0001265 | 0.00012525 | 0 | 8.8113e-05 | 0.00011416 | 0 | 0.15351 | 0.6956 | 0.18067 | 0.35486 | 0.17244 | 0
6837 | 1 | 0.00010384 | 0.00013528 | 0 | 5.8742e-05 | 0.00011416 | 0 | 0.14197 | 0.6814 | 0.16289 | 0.33731 | 0.214 | 0
6838 | 1 | 0.00010113 | 0.00014346 | 0 | 3.7595e-05 | 0.00011416 | 0 | 0.12752 | 0.6619 | 0.14098 | 0.32946 | 0.12342 | 0
6839 | 1 | 0.00010309 | 0.00015131 | 0 | 2.3497e-05 | 0.00011416 | 0 | 0.12112 | 0.6262 | 0.13587 | 0.30202 | 0.03493 | 0
6840 | 1 | 8.4788e-05 | 0.00015735 | 0 | 9.3987e-06 | 0.00011416 | 0 | 0.12093 | 0.5967 | 0.14914 | 0.28553 | 0.0013373 | 0
6841 | 1 | 7.0049e-05 | 0.00016074 | 0 | 5.8742e-06 | 0.00011416 | 0 | 0.12219 | 0.5649 | 0.099099 | 0.28117 | 0.1154 | 0
6842 | 1 | 6.1989e-05 | 0.00016444 | 0 | 2.3497e-06 | 0.00011416 | 0 | 0.12684 | 0.5236 | 0.084855 | 0.2804 | 0.46157 | 0
6843 | 1 | 5.045e-05 | 0.00016647 | 0 | 1.1748e-06 | 0.00011416 | 0 | 0.13644 | 0.4815 | 0.064159 | 0.27351 | 0.59791 | 0
6844 | 1 | 4.7157e-05 | 0.00016794 | 0 | 1.4098e-05 | 0.00011416 | 0 | 0.13761 | 0.439 | 0.081203 | 0.26973 | 0.36456 | 0
6845 | 1 | 5.79e-05 | 0.0001706 | 0 | 3.7595e-05 | 0.00011416 | 0 | 0.13702 | 0.407 | 0.23509 | 0.2962 | 0.10548 | 0
6846 | 1 | 8.5201e-05 | 0.00017463 | 0 | 9.3987e-05 | 0.00011416 | 0 | 0.14604 | 0.442 | 0.39457 | 0.33081 | 0.0020606 | 0
6847 | 1 | 0.00011762 | 0.00017678 | 0 | 0.0001821 | 0.00011416 | 0.020352 | 0.14439 | 0.4786 | 0.37728 | 0.36736 | 0.027465 | 0
6848 | 1 | 0.00013073 | 0.00015743 | 0 | 0.0001586 | 0.00011416 | 0.085447 | 0.12655 | 0.439 | 0.40808 | 0.35457 | 0.21744 | 0
6849 | 1 | 0.0001411 | 0.00012941 | 0 | 0.00014685 | 0.00011416 | 0.18963 | 0.11094 | 0.3811 | 0.39567 | 0.34177 | 0.26141 | 0
6850 | 1 | 0.00014942 | 0.00010004 | 0 | 0.00016448 | 0.00011416 | 0.27168 | 0.13906 | 0.5337 | 0.35026 | 0.34536 | 0.14684 | 0
6851 | 1 | 0.00015523 | 7.7783e-05 | 0 | 0.00018797 | 0.00011416 | 0.33177 | 0.19608 | 0.5004 | 0.28914 | 0.34051 | 0.039572 | 0
6852 | 1 | 0.00015806 | 6.232e-05 | 0 | 0.00020677 | 0.00011416 | 0.35245 | 0.2307 | 0.4566 | 0.25383 | 0.14553 | 0.0013373 | 0
6853 | 1 | 0.00014916 | 5.3689e-05 | 0 | 0.00018797 | 0.00011416 | 0.32499 | 0.24215 | 0.4434 | 0.21098 | 0.31239 | 0.13351 | 0
6854 | 1 | 0.00015291 | 5.3055e-05 | 0 | 0.00019032 | 0.00011416 | 0.2838 | 0.26493 | 0.4712 | 0.16874 | 0.31132 | 0.5282 | 0.027478
6855 | 1 | 0.00014344 | 6.0521e-05 | 0 | 0.00021382 | 0.00011416 | 0.2116 | 0.27754 | 0.5308 | 0.18225 | 0.30105 | 0.68575 | 0.080151
6856 | 1 | 0.00013273 | 7.6781e-05 | 0 | 0.00022322 | 0.00011416 | 0.12114 | 0.27803 | 0.594 | 0.31422 | 0.2993 | 0.41662 | 0.6125
6857 | 1 | 0.00012348 | 0.00010413 | 0 | 0.00022322 | 0.00011416 | 0.045712 | 0.24631 | 0.6182 | 0.41855 | 0.3503 | 0.12033 | 0.1791
6858 | 1 | 0.00012398 | 0.0001452 | 0 | 0.00016448 | 0.00011416 | 0.012599 | 0.22993 | 0.6778 | 0.40285 | 0.39626 | 0.0021973 | 0
6859 | 1 | 0.00013805 | 0.0001671 | 0 | 0.00011748 | 0.00011416 | 0 | 0.23051 | 0.7247 | 0.29864 | 0.37454 | 0.033674 | 0
6860 | 1 | 0.000122 | 0.00018305 | 0 | 8.8113e-05 | 0.00011416 | 0 | 0.23545 | 0.7137 | 0.18237 | 0.34225 | 0.25398 | 0
6861 | 1 | 9.813e-05 | 0.00019796 | 0 | 5.8742e-05 | 0.00011416 | 0 | 0.21596 | 0.6874 | 0.15766 | 0.33169 | 0.29924 | 0
6862 | 1 | 9.3537e-05 | 0.00021101 | 0 | 3.7595e-05 | 0.00011416 | 0 | 0.19114 | 0.6693 | 0.13818 | 0.31869 | 0.16527 | 0
6863 | 1 | 9.3988e-05 | 0.00022163 | 0 | 2.3497e-05 | 0.00011416 | 0 | 0.16651 | 0.6301 | 0.072924 | 0.31714 | 0.043128 | 0
6864 | 1 | 7.5383e-05 | 0.00023175 | 0 | 9.3987e-06 | 0.00011416 | 0 | 0.14294 | 0.5872 | 0.059411 | 0.30027 | 0.0013373 | 0
6865 | 1 | 5.9645e-05 | 0.00024067 | 0 | 5.8742e-06 | 0.00011416 | 0 | 0.12946 | 0.5663 | 0.065741 | 0.2993 | 0.15342 | 0
6866 | 1 | 5.0539e-05 | 0.0002482 | 0 | 2.3497e-06 | 0.00011416 | 0 | 0.12742 | 0.538 | 0.10579 | 0.29378 | 0.60096 | 0
6867 | 1 | 3.8265e-05 | 0.00025339 | 0 | 1.1748e-06 | 0.00011416 | 0 | 0.12946 | 0.512 | 0.073411 | 0.28515 | 0.7818 | 0
6868 | 1 | 3.4836e-05 | 0.00025734 | 0 | 1.4098e-05 | 0.00011416 | 0 | 0.13664 | 0.499 | 0.077794 | 0.28001 | 0.47341 | 0
6869 | 1 | 4.5431e-05 | 0.00026116 | 0 | 3.7595e-05 | 0.00011416 | 0 | 0.1506 | 0.4975 | 0.10592 | 0.30095 | 0.13651 | 0
6870 | 1 | 7.3684e-05 | 0.00026337 | 0 | 9.3987e-05 | 0.00011416 | 0 | 0.15409 | 0.4902 | 0.18748 | 0.33159 | 0.0023399 | 0
6871 | 1 | 0.00010731 | 0.00026033 | 0 | 0.0001821 | 0.00011416 | 0.019545 | 0.14197 | 0.4303 | 0.28232 | 0.35515 | 0.040754 | 0
6872 | 1 | 0.00012268 | 0.00023591 | 0 | 0.0001586 | 0.00011416 | 0.10693 | 0.12141 | 0.2739 | 0.29243 | 0.37764 | 0.29439 | 0.028403
6873 | 1 | 0.0001358 | 0.00019897 | 0 | 0.00014685 | 0.00011416 | 0.25214 | 0.1091 | 0.2054 | 0.26443 | 0.36601 | 0.34057 | 0.15852
6874 | 1 | 0.00014597 | 0.00016113 | 0 | 0.00016448 | 0.00011416 | 0.38233 | 0.11511 | 0.3024 | 0.24897 | 0.36882 | 0.18518 | 0.37915
6875 | 1 | 0.00015554 | 0.0001344 | 0 | 0.00018797 | 0.00011416 | 0.46083 | 0.12607 | 0.374 | 0.25858 | 0.35796 | 0.04689 | 0.52755
6876 | 1 | 0.00016175 | 0.00011795 | 0 | 0.00020677 | 0.00011416 | 0.47214 | 0.13208 | 0.317 | 0.30314 | 0.33508 | 0.0013373 | 0.78747
6877 | 1 | 0.00015951 | 0.00010852 | 0 | 0.00018797 | 0.00011416 | 0.44565 | 0.14323 | 0.288 | 0.36255 | 0.33062 | 0.16191 | 0.86173
6878 | 1 | 0.00015484 | 0.00010683 | 0 | 0.00019032 | 0.00011416 | 0.39251 | 0.14362 | 0.2932 | 0.31787 | 0.33023 | 0.63184 | 0.8213
6879 | 1 | 0.00014481 | 0.00011071 | 0 | 0.00021382 | 0.00011416 | 0.30932 | 0.15225 | 0.3211 | 0.29438 | 0.33101 | 0.8226 | 0.73303
6880 | 1 | 0.00013753 | 0.00012249 | 0 | 0.00022322 | 0.00011416 | 0.18672 | 0.15855 | 0.3811 | 0.31434 | 0.35098 | 0.4975 | 0.46357
6881 | 1 | 0.00012874 | 0.00014577 | 0 | 0.00022322 | 0.00011416 | 0.059926 | 0.16437 | 0.4288 | 0.369 | 0.39383 | 0.14337 | 0.33495
6882 | 1 | 0.00013288 | 0.00017964 | 0 | 0.00016448 | 0.00011416 | 0.01163 | 0.18008 | 0.5607 | 0.4636 | 0.44755 | 0.0023987 | 0
6883 | 1 | 0.00014704 | 0.00019567 | 0 | 0.00011748 | 0.00011416 | 0 | 0.20617 | 0.6468 | 0.37874 | 0.43746 | 0.043843 | 0
6884 | 1 | 0.000131 | 0.00020717 | 0 | 8.8113e-05 | 0.00011416 | 0 | 0.21722 | 0.6209 | 0.19917 | 0.38598 | 0.31169 | 0
6885 | 1 | 0.00010737 | 0.00021936 | 0 | 5.8742e-05 | 0.00011416 | 0 | 0.19899 | 0.5954 | 0.14244 | 0.36504 | 0.35811 | 0
6886 | 1 | 0.00010386 | 0.00022768 | 0 | 3.7595e-05 | 0.00011416 | 0 | 0.18115 | 0.5705 | 0.15595 | 0.32965 | 0.19357 | 0
6887 | 1 | 0.00010603 | 0.00023339 | 0 | 2.3497e-05 | 0.00011416 | 0 | 0.18765 | 0.5365 | 0.10628 | 0.31365 | 0.048455 | 0
6888 | 1 | 8.7774e-05 | 0.00023846 | 0 | 9.3987e-06 | 0.00011416 | 0 | 0.19851 | 0.5149 | 0.052837 | 0.27322 | 0.0013373 | 0
6889 | 1 | 7.2923e-05 | 0.00024331 | 0 | 5.8742e-06 | 0.00011416 | 0 | 0.19152 | 0.5077 | 0.069637 | 0.26197 | 0.16627 | 0
6890 | 1 | 6.4861e-05 | 0.00024654 | 0 | 2.3497e-06 | 0.00011416 | 0 | 0.18968 | 0.4975 | 0.05101 | 0.25965 | 0.64767 | 0
6891 | 1 | 5.2945e-05 | 0.00024961 | 0 | 1.1748e-06 | 0.00011416 | 0 | 0.19036 | 0.4742 | 0.055515 | 0.25402 | 0.84353 | 0
6892 | 1 | 4.9361e-05 | 0.00025247 | 0 | 1.4098e-05 | 0.00011416 | 0 | 0.18794 | 0.4888 | 0.091308 | 0.26062 | 0.50985 | 0
6893 | 1 | 6.014e-05 | 0.00025482 | 0 | 3.7595e-05 | 0.00011416 | 0 | 0.17126 | 0.4917 | 0.17994 | 0.29601 | 0.14689 | 0
6894 | 1 | 8.9046e-05 | 0.00025699 | 0 | 9.3987e-05 | 0.00011416 | 0 | 0.16427 | 0.5236 | 0.38069 | 0.34448 | 0.0024284 | 0
6895 | 1 | 0.00012309 | 0.00025709 | 0 | 0.0001821 | 0.00011416 | 0.020998 | 0.16515 | 0.5536 | 0.45885 | 0.38831 | 0.045444 | 0
6896 | 1 | 0.00013679 | 0.00024053 | 0 | 0.0001586 | 0.00011416 | 0.10257 | 0.15661 | 0.4815 | 0.41685 | 0.42331 | 0.32058 | 0.012915
6897 | 1 | 0.000147 | 0.00021435 | 0 | 0.00014685 | 0.00011416 | 0.22937 | 0.1378 | 0.3389 | 0.42379 | 0.41739 | 0.3671 | 0.0028191
6898 | 1 | 0.00015613 | 0.000186 | 0 | 0.00016448 | 0.00011416 | 0.33662 | 0.13916 | 0.357 | 0.3813 | 0.40401 | 0.19786 | 0.0030977
6899 | 1 | 0.0001656 | 0.00015986 | 0 | 0.00018797 | 0.00011416 | 0.40478 | 0.13877 | 0.3768 | 0.35622 | 0.37386 | 0.04925 | 0
6900 | 1 | 0.0001696 | 0.00014074 | 0 | 0.00020677 | 0.00011416 | 0.40801 | 0.13324 | 0.3612 | 0.28804 | 0.36504 | 0.0013373 | 0
6901 | 1 | 0.00016654 | 0.00013041 | 0 | 0.00018797 | 0.00011416 | 0.36876 | 0.11676 | 0.3361 | 0.27794 | 0.33653 | 0.16627 | 0
6902 | 1 | 0.00016181 | 0.00012759 | 0 | 0.00019032 | 0.00011416 | 0.32531 | 0.11162 | 0.3157 | 0.24933 | 0.34157 | 0.64767 | 0
6903 | 1 | 0.00015159 | 0.00013215 | 0 | 0.00021382 | 0.00011416 | 0.25957 | 0.11133 | 0.2802 | 0.2374 | 0.34826 | 0.84353 | 0.10168
6904 | 1 | 0.00014272 | 0.00014434 | 0 | 0.00022322 | 0.00011416 | 0.15458 | 0.1059 | 0.2663 | 0.32372 | 0.35621 | 0.50985 | 0
6905 | 1 | 0.00013647 | 0.0001672 | 0 | 0.00022322 | 0.00011416 | 0.049265 | 0.10153 | 0.301 | 0.40589 | 0.40915 | 0.14689 | 0.023857
6906 | 1 | 0.00013789 | 0.00020414 | 0 | 0.00016448 | 0.00011416 | 0 | 0.097168 | 0.4027 | 0.50974 | 0.45162 | 0.0024284 | 0
6907 | 1 | 0.00015025 | 0.00022042 | 0 | 0.00011748 | 0.00011416 | 0 | 0.09358 | 0.4551 | 0.39347 | 0.43029 | 0.045444 | 0
6908 | 1 | 0.00013452 | 0.00023361 | 0 | 8.8113e-05 | 0.00011416 | 0 | 0.086889 | 0.439 | 0.26126 | 0.37357 | 0.32058 | 0
6909 | 1 | 0.00011171 | 0.00024495 | 0 | 5.8742e-05 | 0.00011416 | 0 | 0.079131 | 0.3969 | 0.25517 | 0.35534 | 0.3671 | 0
6910 | 1 | 0.00010857 | 0.0002539 | 0 | 3.7595e-05 | 0.00011416 | 0 | 0.06924 | 0.3334 | 0.26528 | 0.33673 | 0.19786 | 0
6911 | 1 | 0.00011052 | 0.00026106 | 0 | 2.3497e-05 | 0.00011416 | 0 | 0.066524 | 0.2614 | 0.16277 | 0.312 | 0.04925 | 0
6912 | 1 | 9.1334e-05 | 0.0002664 | 0 | 9.3987e-06 | 0.00011416 | 0 | 0.071955 | 0.1873 | 0.1226 | 0.28476 | 0.0013373 | 0
6913 | 1 | 7.6907e-05 | 0.00026888 | 0 | 5.8742e-06 | 0.00011416 | 0 | 0.075155 | 0.1242 | 0.10433 | 0.2834 | 0.15342 | 0
6914 | 1 | 6.9379e-05 | 0.00026824 | 0 | 2.3497e-06 | 0.00011416 | 0 | 0.075543 | 0.0709 | 0.096421 | 0.27914 | 0.60096 | 0
6915 | 1 | 5.895e-05 | 0.00026532 | 0 | 1.1748e-06 | 0.00011416 | 0 | 0.075349 | 0.0303 | 0.096421 | 0.27526 | 0.7818 | 0
6916 | 1 | 5.6383e-05 | 0.00026233 | 0 | 1.4098e-05 | 0.00011416 | 0 | 0.076222 | 0.0222 | 0.13574 | 0.27497 | 0.47341 | 0
6917 | 1 | 6.8817e-05 | 0.00026127 | 0 | 3.7595e-05 | 0.00011416 | 0 | 0.076707 | 0.0261 | 0.19856 | 0.29746 | 0.13651 | 0
6918 | 1 | 9.873e-05 | 0.00026098 | 0 | 9.3987e-05 | 0.00011416 | 0 | 0.08718 | 0.0239 | 0.46457 | 0.35311 | 0.0023399 | 0
6919 | 1 | 0.00013272 | 0.00025892 | 0 | 0.0001821 | 0.00011416 | 0.019868 | 0.093095 | 0.0344 | 0.47748 | 0.41449 | 0.040754 | 0
6920 | 1 | 0.00014785 | 0.00023417 | 0 | 0.0001586 | 0.00011416 | 0.10661 | 0.090089 | 0.0453 | 0.45082 | 0.42273 | 0.29439 | 0.0033094
6921 | 1 | 0.00015974 | 0.0002012 | 0 | 0.00014685 | 0.00011416 | 0.25214 | 0.090671 | 0.028 | 0.42233 | 0.41332 | 0.34057 | 0.0014263
6922 | 1 | 0.00016796 | 0.00016792 | 0 | 0.00016448 | 0.00011416 | 0.37522 | 0.08398 | 0.0545 | 0.41064 | 0.39267 | 0.18518 | 0.32984
6923 | 1 | 0.00017443 | 0.00014139 | 0 | 0.00018797 | 0.00011416 | 0.45647 | 0.074573 | 0.1161 | 0.37387 | 0.36959 | 0.04689 | 0.6106
6924 | 1 | 0.00017852 | 0.00011961 | 0 | 0.00020677 | 0.00011416 | 0.48958 | 0.063033 | 0.1403 | 0.35391 | 0.38036 | 0.0013373 | 0.79537
6925 | 1 | 0.00017443 | 0.00010621 | 0 | 0.00018797 | 0.00011416 | 0.47262 | 0.060803 | 0.1539 | 0.27246 | 0.3629 | 0.14125 | 0.68948
6926 | 1 | 0.00016866 | 0.00010067 | 0 | 0.00019032 | 0.00011416 | 0.40898 | 0.063809 | 0.1862 | 0.24142 | 0.34119 | 0.55656 | 0.69601
6927 | 1 | 0.00015763 | 0.00010286 | 0 | 0.00021382 | 0.00011416 | 0.3056 | 0.0641 | 0.2396 | 0.27027 | 0.33789 | 0.72317 | 0.64532
6928 | 1 | 0.00014706 | 0.00011241 | 0 | 0.00022322 | 0.00011416 | 0.17041 | 0.062645 | 0.2958 | 0.313 | 0.3502 | 0.43876 | 0.15744
6929 | 1 | 0.00013974 | 0.00013785 | 0 | 0.00022322 | 0.00011416 | 0.046519 | 0.059348 | 0.3347 | 0.38897 | 0.37929 | 0.12664 | 0.082245
6930 | 1 | 0.00014021 | 0.00017639 | 0 | 0.00016448 | 0.00011416 | 0 | 0.057021 | 0.4405 | 0.48929 | 0.43242 | 0.0022536 | 0
6931 | 1 | 0.00015334 | 0.00019003 | 0 | 0.00011748 | 0.00011416 | 0 | 0.058476 | 0.5178 | 0.39031 | 0.41439 | 0.036398 | 0
6932 | 1 | 0.00013705 | 0.00019979 | 0 | 8.8113e-05 | 0.00011416 | 0 | 0.054403 | 0.5365 | 0.2111 | 0.34856 | 0.26967 | 0
6933 | 1 | 0.00011706 | 0.00020746 | 0 | 5.8742e-05 | 0.00011416 | 0 | 0.046063 | 0.5279 | 0.2833 | 0.34778 | 0.31535 | 0
6934 | 1 | 0.00011742 | 0.00021253 | 0 | 3.7595e-05 | 0.00011416 | 0 | 0.042281 | 0.4961 | 0.33309 | 0.32761 | 0.17305 | 0
6935 | 1 | 0.00011988 | 0.00021647 | 0 | 2.3497e-05 | 0.00011416 | 0 | 0.040147 | 0.4434 | 0.2195 | 0.30289 | 0.044607 | 0
6936 | 1 | 9.9606e-05 | 0.00022138 | 0 | 9.3987e-06 | 0.00011416 | 0 | 0.042378 | 0.4099 | 0.1243 | 0.27409 | 0.0013373 | 0
6937 | 1 | 8.2884e-05 | 0.00022498 | 0 | 5.8742e-06 | 0.00011416 | 0 | 0.044026 | 0.4186 | 0.071707 | 0.26052 | 0.11888 | 0
6938 | 1 | 7.2343e-05 | 0.00022734 | 0 | 2.3497e-06 | 0.00011416 | 0 | 0.04422 | 0.4274 | 0.051619 | 0.24966 | 0.47442 | 0
6939 | 1 | 5.8077e-05 | 0.00022885 | 0 | 1.1748e-06 | 0.00011416 | 0 | 0.048002 | 0.4085 | 0.042854 | 0.24859 | 0.61484 | 0
6940 | 1 | 5.1334e-05 | 0.0002294 | 0 | 1.4098e-05 | 0.00011416 | 0 | 0.052463 | 0.4012 | 0.058072 | 0.24636 | 0.37461 | 0
6941 | 1 | 5.4213e-05 | 0.00022936 | 0 | 3.7595e-05 | 0.00011416 | 0 | 0.051978 | 0.3998 | 0.066472 | 0.24181 | 0.10834 | 0
6942 | 1 | 6.3186e-05 | 0.00022891 | 0 | 9.3987e-05 | 0.00011416 | 0 | 0.0545 | 0.3825 | 0.078037 | 0.25325 | 0.0020875 | 0
6943 | 1 | 7.6759e-05 | 0.00022568 | 0 | 0.0001821 | 0.00011416 | 0.015345 | 0.057797 | 0.3252 | 0.13367 | 0.27691 | 0.02864 | 0
6944 | 1 | 9.6115e-05 | 0.00019586 | 0 | 0.0001586 | 0.00011416 | 0.09433 | 0.060318 | 0.2688 | 0.22182 | 0.30919 | 0.22445 | 0.036159
6945 | 1 | 0.00011797 | 0.00016121 | 0 | 0.00014685 | 0.00011416 | 0.2313 | 0.056633 | 0.2109 | 0.18164 | 0.31016 | 0.2687 | 0.1805
6946 | 1 | 0.00013258 | 0.00012231 | 0 | 0.00016448 | 0.00011416 | 0.33904 | 0.054791 | 0.2384 | 0.17227 | 0.28912 | 0.15041 | 0.40861
6947 | 1 | 0.00014115 | 9.0587e-05 | 0 | 0.00018797 | 0.00011416 | 0.41237 | 0.055469 | 0.2688 | 0.16021 | 0.27661 | 0.040267 | 0.64217
6948 | 1 | 0.00015221 | 6.815e-05 | 0 | 0.00020677 | 0.00011416 | 0.43789 | 0.056633 | 0.2958 | 0.092768 | 0.26799 | 0.0013373 | 0.66643
6949 | 1 | 0.00014561 | 5.5305e-05 | 0 | 0.00018797 | 0.00011416 | 0.42061 | 0.054112 | 0.2905 | 0.1086 | 0.25713 | 0.099011 | 0.80376
6950 | 1 | 0.00013516 | 5.193e-05 | 0 | 0.00019032 | 0.00011416 | 0.34696 | 0.050718 | 0.2777 | 0.14402 | 0.25974 | 0.40079 | 0.82345
6951 | 1 | 0.00012469 | 5.51e-05 | 0 | 0.00021382 | 0.00011416 | 0.24164 | 0.049845 | 0.2905 | 0.12381 | 0.26857 | 0.5179 | 0.54368
6952 | 1 | 0.00011439 | 6.6677e-05 | 0 | 0.00022322 | 0.00011416 | 0.12809 | 0.052366 | 0.3143 | 0.12418 | 0.26585 | 0.31703 | 0.19237
6953 | 1 | 0.00010568 | 9.7295e-05 | 0 | 0.00022322 | 0.00011416 | 0.037958 | 0.056051 | 0.313 | 0.21731 | 0.28864 | 0.091902 | 0.093667
6954 | 1 | 0.0001088 | 0.00013309 | 0 | 0.00016448 | 0.00011416 | 0 | 0.061288 | 0.3854 | 0.29206 | 0.32887 | 0.0019297 | 0
6955 | 1 | 0.00012549 | 0.00014704 | 0 | 0.00011748 | 0.00011416 | 0 | 0.073507 | 0.4917 | 0.20964 | 0.30366 | 0.022071 | 0
6956 | 1 | 0.0001142 | 0.00015847 | 0 | 8.8113e-05 | 0.00011416 | 0 | 0.08204 | 0.5872 | 0.10482 | 0.26944 | 0.18459 | 0
6957 | 1 | 9.7685e-05 | 0.00016829 | 0 | 5.8742e-05 | 0.00011416 | 0 | 0.081943 | 0.6314 | 0.11079 | 0.25916 | 0.2269 | 0
6958 | 1 | 0.00010127 | 0.00017489 | 0 | 3.7595e-05 | 0.00011416 | 0 | 0.079228 | 0.6142 | 0.12454 | 0.25974 | 0.12983 | 0
6959 | 1 | 0.00010728 | 0.00017984 | 0 | 2.3497e-05 | 0.00011416 | 0 | 0.07884 | 0.5663 | 0.097151 | 0.24278 | 0.036217 | 0
6960 | 1 | 9.2622e-05 | 0.00018426 | 0 | 9.3987e-06 | 0.00011416 | 0 | 0.076804 | 0.5494 | 0.061359 | 0.22765 | 0.0013373 | 0
6961 | 1 | 7.8059e-05 | 0.00018635 | 0 | 5.8742e-06 | 0.00011416 | 0 | 0.074088 | 0.5607 | 0.070124 | 0.23095 | 0.07614 | 0
6962 | 1 | 6.8295e-05 | 0.00018698 | 0 | 2.3497e-06 | 0.00011416 | 0 | 0.077773 | 0.5858 | 0.046506 | 0.2165 | 0.31504 | 0
6963 | 1 | 5.3098e-05 | 0.00018757 | 0 | 1.1748e-06 | 0.00011416 | 0 | 0.078743 | 0.583 | 0.038471 | 0.21757 | 0.40529 | 0
6964 | 1 | 4.521e-05 | 0.00018802 | 0 | 1.4098e-05 | 0.00011416 | 0 | 0.078258 | 0.5465 | 0.038714 | 0.22028 | 0.24989 | 0
6965 | 1 | 4.5039e-05 | 0.00018915 | 0 | 3.7595e-05 | 0.00011416 | 0 | 0.077289 | 0.4888 | 0.051984 | 0.21311 | 0.07269 | 0
6966 | 1 | 4.8807e-05 | 0.00019034 | 0 | 9.3987e-05 | 0.00011416 | 0 | 0.076998 | 0.4581 | 0.066837 | 0.20622 | 0.0017319 | 0
6967 | 1 | 5.6024e-05 | 0.00018917 | 0 | 0.0001821 | 0.00011416 | 0.0083993 | 0.074864 | 0.4464 | 0.084125 | 0.23434 | 0.014991 | 0
6968 | 1 | 6.8274e-05 | 0.00017127 | 0 | 0.0001586 | 0.00011416 | 0.04345 | 0.06924 | 0.4143 | 0.098734 | 0.24685 | 0.1392 | 0
6969 | 1 | 8.9956e-05 | 0.00014501 | 0 | 0.00014685 | 0.00011416 | 0.10725 | 0.063809 | 0.3444 | 0.12162 | 0.2517 | 0.17824 | 0
6970 | 1 | 0.00010906 | 0.00011513 | 0 | 0.00016448 | 0.00011416 | 0.16346 | 0.05993 | 0.423 | 0.17921 | 0.26256 | 0.10544 | 0.0031869
6971 | 1 | 0.00012285 | 8.803e-05 | 0 | 0.00018797 | 0.00011416 | 0.21305 | 0.059736 | 0.4756 | 0.18176 | 0.25916 | 0.031253 | 0
6972 | 1 | 0.00013784 | 6.4897e-05 | 0 | 0.00020677 | 0.00011416 | 0.246 | 0.062742 | 0.4756 | 0.10141 | 0.24404 | 0.0013373 | 0
6973 | 1 | 0.00013138 | 5.0437e-05 | 0 | 0.00018797 | 0.00011416 | 0.24794 | 0.062742 | 0.4361 | 0.090334 | 0.226 | 0.057093 | 0
6974 | 1 | 0.00011974 | 4.5242e-05 | 0 | 0.00019032 | 0.00011416 | 0.2292 | 0.061094 | 0.4041 | 0.093864 | 0.23017 | 0.24249 | 0
6975 | 1 | 0.00010858 | 4.8453e-05 | 0 | 0.00021382 | 0.00011416 | 0.17897 | 0.064294 | 0.3897 | 0.082785 | 0.23328 | 0.31032 | 0
6976 | 1 | 9.8539e-05 | 6.0336e-05 | 0 | 0.00022322 | 0.00011416 | 0.094815 | 0.069725 | 0.4012 | 0.15267 | 0.25557 | 0.19297 | 0
6977 | 1 | 8.9827e-05 | 9.3204e-05 | 0 | 0.00022322 | 0.00011416 | 0.030367 | 0.072925 | 0.439 | 0.21098 | 0.27846 | 0.056361 | 0
6978 | 1 | 9.2035e-05 | 0.00013178 | 0 | 0.00016448 | 0.00011416 | 0 | 0.08301 | 0.5913 | 0.33881 | 0.30357 | 0.0015481 | 0
6979 | 1 | 0.00011485 | 0.00014458 | 0 | 0.00011748 | 0.00011416 | 0 | 0.09649 | 0.7081 | 0.22888 | 0.30027 | 0.0096143 | 0
6980 | 1 | 0.0001092 | 0.00015645 | 0 | 8.8113e-05 | 0.00011416 | 0 | 0.10483 | 0.7258 | 0.13915 | 0.28757 | 0.10194 | 0
6981 | 1 | 9.4364e-05 | 0.00016915 | 0 | 5.8742e-05 | 0.00011416 | 0 | 0.10745 | 0.6921 | 0.10019 | 0.27487 | 0.13708 | 0
6982 | 1 | 9.5362e-05 | 0.00018066 | 0 | 3.7595e-05 | 0.00011416 | 0 | 0.11171 | 0.6353 | 0.083516 | 0.25664 | 0.084313 | 0
6983 | 1 | 9.9142e-05 | 0.0001895 | 0 | 2.3497e-05 | 0.00011416 | 0 | 0.11501 | 0.6262 | 0.076698 | 0.22591 | 0.026764 | 0
6984 | 1 | 8.3966e-05 | 0.00019668 | 0 | 9.3987e-06 | 0.00011416 | 0 | 0.11705 | 0.6129 | 0.05308 | 0.20652 | 0.0013373 | 0
6985 | 1 | 7.0578e-05 | 0.00020265 | 0 | 5.8742e-06 | 0.00011416 | 0 | 0.11608 | 0.5816 | 0.050037 | 0.20923 | 0.041522 | 0
6986 | 1 | 6.1871e-05 | 0.00020782 | 0 | 2.3497e-06 | 0.00011416 | 0 | 0.11841 | 0.555 | 0.036888 | 0.22339 | 0.18203 | 0
6987 | 1 | 4.9236e-05 | 0.0002121 | 0 | 1.1748e-06 | 0.00011416 | 0 | 0.1186 | 0.5294 | 0.028366 | 0.24326 | 0.23148 | 0
6988 | 1 | 4.7931e-05 | 0.00021394 | 0 | 1.4098e-05 | 0.00011416 | 0 | 0.11647 | 0.5437 | 0.07682 | 0.24918 | 0.14542 | 0
6989 | 1 | 6.1492e-05 | 0.00021558 | 0 | 3.7595e-05 | 0.00011416 | 0 | 0.12316 | 0.5913 | 0.18468 | 0.2803 | 0.042682 | 0
6990 | 1 | 8.818e-05 | 0.00021652 | 0 | 9.3987e-05 | 0.00011416 | 0 | 0.13935 | 0.643 | 0.33504 | 0.32703 | 0.0013779 | 0
6991 | 1 | 0.00011705 | 0.00021551 | 0 | 0.0001821 | 0.00011416 | 0.01373 | 0.13761 | 0.6814 | 0.34186 | 0.37008 | 0.0057069 | 0
6992 | 1 | 0.00013738 | 0.00019377 | 0 | 0.0001586 | 0.00011416 | 0.081732 | 0.13208 | 0.716 | 0.383 | 0.38598 | 0.072001 | 0.029707
6993 | 1 | 0.00015386 | 0.00015894 | 0 | 0.00014685 | 0.00011416 | 0.20191 | 0.11598 | 0.7488 | 0.43791 | 0.38714 | 0.10281 | 0.11113
6994 | 1 | 0.00016711 | 0.00011499 | 0 | 0.00016448 | 0.00011416 | 0.30803 | 0.10134 | 0.7816 | 0.40821 | 0.38113 | 0.066214 | 0.41786
6995 | 1 | 0.00017794 | 7.2301e-05 | 0 | 0.00018797 | 0.00011416 | 0.38685 | 0.10735 | 0.8249 | 0.36389 | 0.35689 | 0.022727 | 0.091962
6996 | 1 | 0.00018356 | 4.4997e-05 | 0 | 0.00020677 | 0.00011416 | 0.42287 | 0.11462 | 0.8264 | 0.33187 | 0.33169 | 0.0013373 | 0.37048
6997 | 1 | 0.00018051 | 2.7366e-05 | 0 | 0.00018797 | 0.00011416 | 0.41253 | 0.11753 | 0.8203 | 0.313 | 0.30619 | 0.029075 | 0.81006
6998 | 1 | 0.00017418 | 1.9758e-05 | 0 | 0.00019032 | 0.00011416 | 0.36278 | 0.12597 | 0.8124 | 0.25968 | 0.31685 | 0.13256 | 0.83103
6999 | 1 | 0.00016337 | 2.2826e-05 | 0 | 0.00021382 | 0.00011416 | 0.27492 | 0.1281 | 0.7888 | 0.19528 | 0.32635 | 0.16727 | 0.73704
7000 | 1 | 0.00015215 | 3.7531e-05 | 0 | 0.00022322 | 0.00011416 | 0.14715 | 0.12742 | 0.7588 | 0.21232 | 0.344 | 0.1064 | 0.31864
7001 | 1 | 0.00013704 | 7.9317e-05 | 0 | 0.00022322 | 0.00011416 | 0.039412 | 0.12325 | 0.6742 | 0.28013 | 0.37851 | 0.031417 | 0.16029
7002 | 1 | 0.00013809 | 0.00012405 | 0 | 0.00016448 | 0.00011416 | 0 | 0.13606 | 0.7333 | 0.42829 | 0.42282 | 0.0012206 | 0
7003 | 1 | 0.00015678 | 0.00013992 | 0 | 0.00011748 | 0.00011416 | 0 | 0.14682 | 0.7897 | 0.33504 | 0.37493 | 0.0030341 | 0
7004 | 1 | 0.00013822 | 0.00015373 | 0 | 8.8113e-05 | 0.00011416 | 0 | 0.15564 | 0.7897 | 0.20465 | 0.33537 | 0.048587 | 0
7005 | 1 | 0.00011513 | 0.0001671 | 0 | 5.8742e-05 | 0.00011416 | 0 | 0.15089 | 0.7578 | 0.18225 | 0.3215 | 0.074782 | 0
7006 | 1 | 0.00011339 | 0.00017614 | 0 | 3.7595e-05 | 0.00011416 | 0 | 0.14003 | 0.7375 | 0.17166 | 0.29717 | 0.050911 | 0
7007 | 1 | 0.00011674 | 0.00018256 | 0 | 2.3497e-05 | 0.00011416 | 0 | 0.13014 | 0.7126 | 0.15108 | 0.26479 | 0.019119 | 0
7008 | 1 | 9.9427e-05 | 0.00018702 | 0 | 9.3987e-06 | 0.00011416 | 0 | 0.12548 | 0.6481 | 0.10275 | 0.23521 | 0.0013373 | 0
7009 | 1 | 8.4939e-05 | 0.00018923 | 0 | 5.8742e-06 | 0.00011416 | 0 | 0.12238 | 0.6089 | 0.097516 | 0.22911 | 0.019404 | 0
7010 | 1 | 7.6908e-05 | 0.00018946 | 0 | 2.3497e-06 | 0.00011416 | 0 | 0.11841 | 0.5981 | 0.070489 | 0.22494 | 0.092983 | 0
7011 | 1 | 6.5019e-05 | 0.00019019 | 0 | 1.1748e-06 | 0.00011416 | 0 | 0.11191 | 0.5899 | 0.060385 | 0.22882 | 0.11619 | 0
7012 | 1 | 6.1658e-05 | 0.00019177 | 0 | 1.4098e-05 | 0.00011416 | 0 | 0.11375 | 0.5926 | 0.10007 | 0.2388 | 0.075076 | 0
7013 | 1 | 7.2855e-05 | 0.00019439 | 0 | 3.7595e-05 | 0.00011416 | 0 | 0.11036 | 0.6035 | 0.19954 | 0.27303 | 0.022332 | 0
7014 | 1 | 9.7366e-05 | 0.00019666 | 0 | 9.3987e-05 | 0.00011416 | 0 | 0.10929 | 0.583 | 0.34039 | 0.34216 | 0.0010757 | 0
7015 | 1 | 0.0001245 | 0.0001979 | 0 | 0.0001821 | 0.00011416 | 0.014214 | 0.10522 | 0.5635 | 0.3858 | 0.38996 | 0.0013616 | 0
7016 | 1 | 0.00014171 | 0.00018011 | 0 | 0.0001586 | 0.00011416 | 0.073332 | 0.094744 | 0.5451 | 0.42123 | 0.38976 | 0.030893 | 0
7017 | 1 | 0.00015533 | 0.00015297 | 0 | 0.00014685 | 0.00011416 | 0.17994 | 0.084077 | 0.4625 | 0.40419 | 0.37512 | 0.052378 | 0.019511
7018 | 1 | 0.00016601 | 0.00011963 | 0 | 0.00016448 | 0.00011416 | 0.28509 | 0.084174 | 0.5677 | 0.37558 | 0.3566 | 0.038168 | 0.032448
7019 | 1 | 0.0001766 | 8.6107e-05 | 0 | 0.00018797 | 0.00011416 | 0.37312 | 0.094065 | 0.6404 | 0.26917 | 0.32325 | 0.015913 | 0.039479
7020 | 1 | 0.00018106 | 6.2198e-05 | 0 | 0.00020677 | 0.00011416 | 0.41205 | 0.11433 | 0.5872 | 0.26698 | 0.30076 | 0.0013373 | 0.099639
7021 | 1 | 0.00017786 | 4.7594e-05 | 0 | 0.00018797 | 0.00011416 | 0.41334 | 0.12636 | 0.5508 | 0.23545 | 0.2706 | 0.014612 | 0.046198
7022 | 1 | 0.00017214 | 4.3013e-05 | 0 | 0.00019032 | 0.00011416 | 0.37555 | 0.13974 | 0.5494 | 0.18188 | 0.26769 | 0.072776 | 0.10813
7023 | 1 | 0.00016053 | 4.7308e-05 | 0 | 0.00021382 | 0.00011416 | 0.28638 | 0.14585 | 0.6288 | 0.18651 | 0.28127 | 0.090263 | 0.027935
7024 | 1 | 0.00015071 | 6.1052e-05 | 0 | 0.00022322 | 0.00011416 | 0.15377 | 0.14042 | 0.6275 | 0.30144 | 0.3024 | 0.059026 | 0.13915
7025 | 1 | 0.00013748 | 9.7152e-05 | 0 | 0.00022322 | 0.00011416 | 0.043289 | 0.13984 | 0.5207 | 0.35805 | 0.33983 | 0.017657 | 0
7026 | 1 | 0.00013994 | 0.00013685 | 0 | 0.00016448 | 0.00011416 | 0 | 0.14837 | 0.538 | 0.44522 | 0.39092 | 0.00099127 | 0
7027 | 1 | 0.00015834 | 0.000151 | 0 | 0.00011748 | 0.00011416 | 0 | 0.15254 | 0.5494 | 0.32165 | 0.3695 | 0.00071998 | 0
7028 | 1 | 0.00014016 | 0.00016356 | 0 | 8.8113e-05 | 0.00011416 | 0 | 0.15012 | 0.5149 | 0.22498 | 0.32451 | 0.022384 | 0
7029 | 1 | 0.00011751 | 0.00017543 | 0 | 5.8742e-05 | 0.00011416 | 0 | 0.14119 | 0.4961 | 0.18688 | 0.29833 | 0.04095 | 0
7030 | 1 | 0.00011499 | 0.00018567 | 0 | 3.7595e-05 | 0.00011416 | 0 | 0.13315 | 0.4727 | 0.17129 | 0.27778 | 0.0314 | 0
7031 | 1 | 0.00011606 | 0.00019467 | 0 | 2.3497e-05 | 0.00011416 | 0 | 0.12713 | 0.4771 | 0.16241 | 0.25228 | 0.014105 | 0
7032 | 1 | 9.8684e-05 | 0.00020026 | 0 | 9.3987e-06 | 0.00011416 | 0 | 0.12035 | 0.5048 | 0.12673 | 0.22949 | 0.0013373 | 0
7033 | 1 | 8.5869e-05 | 0.00020107 | 0 | 5.8742e-06 | 0.00011416 | 0 | 0.11889 | 0.4449 | 0.11833 | 0.2293 | 0.011404 | 0
7034 | 1 | 7.8817e-05 | 0.00020011 | 0 | 2.3497e-06 | 0.00011416 | 0 | 0.12161 | 0.3103 | 0.077064 | 0.22775 | 0.058901 | 0
7035 | 1 | 6.7495e-05 | 0.00019841 | 0 | 1.1748e-06 | 0.00011416 | 0 | 0.11685 | 0.2815 | 0.065985 | 0.22048 | 0.072546 | 0
7036 | 1 | 6.5309e-05 | 0.00019821 | 0 | 1.4098e-05 | 0.00011416 | 0 | 0.11957 | 0.2348 | 0.075359 | 0.22804 | 0.047973 | 0
7037 | 1 | 7.7151e-05 | 0.00019815 | 0 | 3.7595e-05 | 0.00011416 | 0 | 0.1218 | 0.1842 | 0.15194 | 0.25451 | 0.014425 | 0
7038 | 1 | 0.00010188 | 0.00019864 | 0 | 9.3987e-05 | 0.00011416 | 0 | 0.11559 | 0.1385 | 0.30217 | 0.29988 | 0.00092699 | 0
7039 | 1 | 0.00012822 | 0.00019823 | 0 | 0.0001821 | 0.00011416 | 0.012922 | 0.1218 | 0.0889 | 0.33699 | 0.34283 | 0.00038361 | 0
7040 | 1 | 0.0001446 | 0.0001859 | 0 | 0.0001586 | 0.00011416 | 0.067679 | 0.1219 | 0.0545 | 0.40187 | 0.36029 | 0.01683 | 0
7041 | 1 | 0.0001579 | 0.00016191 | 0 | 0.00014685 | 0.00011416 | 0.16459 | 0.1154 | 0.0246 | 0.4076 | 0.35651 | 0.033108 | 0.13234
7042 | 1 | 0.00016765 | 0.00012804 | 0 | 0.00016448 | 0.00011416 | 0.25844 | 0.11007 | 0.0168 | 0.3757 | 0.34187 | 0.026602 | 0.07205
7043 | 1 | 0.00017796 | 9.3532e-05 | 0 | 0.00018797 | 0.00011416 | 0.35099 | 0.10657 | 0.0232 | 0.27502 | 0.29901 | 0.01276 | 0.15916
7044 | 1 | 0.00018114 | 7.2056e-05 | 0 | 0.00020677 | 0.00011416 | 0.41399 | 0.11259 | 0.0319 | 0.25018 | 0.28292 | 0.0013373 | 0
7045 | 1 | 0.00017766 | 6.0971e-05 | 0 | 0.00018797 | 0.00011416 | 0.40785 | 0.13373 | 0.0545 | 0.20562 | 0.26411 | 0.0099928 | 0.41114
7046 | 1 | 0.0001716 | 5.6941e-05 | 0 | 0.00019032 | 0.00011416 | 0.33355 | 0.16534 | 0.0987 | 0.18164 | 0.25868 | 0.052679 | 0.50117
7047 | 1 | 0.00016017 | 6.0561e-05 | 0 | 0.00021382 | 0.00011416 | 0.24148 | 0.17494 | 0.1548 | 0.21001 | 0.26003 | 0.064631 | 0.33402
7048 | 1 | 0.00015028 | 7.3733e-05 | 0 | 0.00022322 | 0.00011416 | 0.12664 | 0.17514 | 0.2 | 0.25676 | 0.2833 | 0.043006 | 0.32322
7049 | 1 | 0.00014005 | 0.00010294 | 0 | 0.00022322 | 0.00011416 | 0.034728 | 0.17572 | 0.2384 | 0.35318 | 0.33808 | 0.012969 | 0.31207
7050 | 1 | 0.00014621 | 0.00012992 | 0 | 0.00016448 | 0.00011416 | 0 | 0.1828 | 0.313 | 0.4541 | 0.38802 | 0.00089592 | 0
7051 | 1 | 0.00016417 | 0.00013816 | 0 | 0.00011748 | 0.00011416 | 0 | 0.19783 | 0.3598 | 0.34551 | 0.35592 | 0.00026432 | 0
7052 | 1 | 0.00014585 | 0.00014434 | 0 | 8.8113e-05 | 0.00011416 | 0 | 0.20859 | 0.4012 | 0.22851 | 0.31898 | 0.014435 | 0
7053 | 1 | 0.00012516 | 0.00014968 | 0 | 5.8742e-05 | 0.00011416 | 0 | 0.20791 | 0.439 | 0.22182 | 0.29853 | 0.029594 | 0
7054 | 1 | 0.00012451 | 0.00015319 | 0 | 3.7595e-05 | 0.00011416 | 0 | 0.20229 | 0.4756 | 0.20867 | 0.27215 | 0.024398 | 0
7055 | 1 | 0.00012747 | 0.00015561 | 0 | 2.3497e-05 | 0.00011416 | 0 | 0.1955 | 0.5033 | 0.14877 | 0.242 | 0.012122 | 0
7056 | 1 | 0.00011003 | 0.00015767 | 0 | 9.3987e-06 | 0.00011416 | 0 | 0.18852 | 0.4917 | 0.070733 | 0.23017 | 0.0013373 | 0
7057 | 1 | 9.5871e-05 | 0.00015943 | 0 | 5.8742e-06 | 0.00011416 | 0 | 0.19201 | 0.4698 | 0.048089 | 0.22193 | 0.010683 | 0
7058 | 1 | 8.7647e-05 | 0.00016062 | 0 | 2.3497e-06 | 0.00011416 | 0 | 0.19424 | 0.4172 | 0.052593 | 0.21224 | 0.055732 | 0
7059 | 1 | 7.4436e-05 | 0.00016111 | 0 | 1.1748e-06 | 0.00011416 | 0 | 0.20045 | 0.4012 | 0.047602 | 0.2103 | 0.068513 | 0
7060 | 1 | 7.1254e-05 | 0.00016107 | 0 | 1.4098e-05 | 0.00011416 | 0 | 0.21179 | 0.4405 | 0.10117 | 0.21233 | 0.045444 | 0
7061 | 1 | 8.1012e-05 | 0.00016105 | 0 | 3.7595e-05 | 0.00011416 | 0 | 0.2275 | 0.4873 | 0.17482 | 0.24258 | 0.013684 | 0
7062 | 1 | 0.00010505 | 0.00016007 | 0 | 9.3987e-05 | 0.00011416 | 0 | 0.23991 | 0.5106 | 0.28451 | 0.29571 | 0.00091137 | 0
7063 | 1 | 0.00013249 | 0.00015667 | 0 | 0.0001821 | 0.00011416 | 0.01276 | 0.24535 | 0.4917 | 0.31118 | 0.3215 | 0.00032027 | 0
7064 | 1 | 0.00014986 | 0.00013575 | 0 | 0.0001586 | 0.00011416 | 0.06461 | 0.22227 | 0.4186 | 0.34417 | 0.32984 | 0.015602 | 0.019322
7065 | 1 | 0.00016278 | 0.00010863 | 0 | 0.00014685 | 0.00011416 | 0.1465 | 0.1956 | 0.2676 | 0.34989 | 0.32131 | 0.031318 | 0.0015377
7066 | 1 | 0.00017347 | 8.2876e-05 | 0 | 0.00016448 | 0.00011416 | 0.20094 | 0.17804 | 0.2841 | 0.32761 | 0.31714 | 0.025484 | 0.23145
7067 | 1 | 0.00018129 | 6.4223e-05 | 0 | 0.00018797 | 0.00011416 | 0.23486 | 0.16612 | 0.2528 | 0.29705 | 0.29504 | 0.012438 | 0.32435
7068 | 1 | 0.00018537 | 4.8801e-05 | 0 | 0.00020677 | 0.00011416 | 0.25101 | 0.16747 | 0.1936 | 0.28902 | 0.27303 | 0.0013373 | 0.06435
7069 | 1 | 0.00018318 | 3.8206e-05 | 0 | 0.00018797 | 0.00011416 | 0.24939 | 0.17058 | 0.1672 | 0.29547 | 0.2516 | 0.012942 | 0.00195
7070 | 1 | 0.00017907 | 3.3972e-05 | 0 | 0.00019032 | 0.00011416 | 0.22678 | 0.18144 | 0.1576 | 0.26601 | 0.23492 | 0.065594 | 0
7071 | 1 | 0.00016925 | 3.6795e-05 | 0 | 0.00021382 | 0.00011416 | 0.17865 | 0.17572 | 0.1438 | 0.2693 | 0.24258 | 0.081082 | 0.38514
7072 | 1 | 0.00015936 | 4.8535e-05 | 0 | 0.00022322 | 0.00011416 | 0.098853 | 0.16166 | 0.1325 | 0.31568 | 0.26236 | 0.053309 | 0.1408
7073 | 1 | 0.00014984 | 7.3426e-05 | 0 | 0.00022322 | 0.00011416 | 0.027621 | 0.14808 | 0.1623 | 0.38215 | 0.30047 | 0.015987 | 0.061954
7074 | 1 | 0.00015544 | 9.7561e-05 | 0 | 0.00016448 | 0.00011416 | 0 | 0.14459 | 0.2032 | 0.43535 | 0.36533 | 0.00095877 | 0
7075 | 1 | 0.00017106 | 0.00010681 | 0 | 0.00011748 | 0.00011416 | 0 | 0.13829 | 0.2098 | 0.37229 | 0.33944 | 0.00053427 | 0
7076 | 1 | 0.00015143 | 0.00011566 | 0 | 8.8113e-05 | 0.00011416 | 0 | 0.12316 | 0.201 | 0.28293 | 0.30628 | 0.019475 | 0
7077 | 1 | 0.00012917 | 0.00012523 | 0 | 5.8742e-05 | 0.00011416 | 0 | 0.11928 | 0.1842 | 0.20465 | 0.28321 | 0.03689 | 0
7078 | 1 | 0.0001272 | 0.00013155 | 0 | 3.7595e-05 | 0.00011416 | 0 | 0.11113 | 0.1721 | 0.21524 | 0.25722 | 0.028935 | 0
7079 | 1 | 0.00013062 | 0.00013423 | 0 | 2.3497e-05 | 0.00011416 | 0 | 0.10735 | 0.1368 | 0.16107 | 0.22474 | 0.013421 | 0
7080 | 1 | 0.00011254 | 0.00013701 | 0 | 9.3987e-06 | 0.00011416 | 0 | 0.10047 | 0.0973 | 0.069028 | 0.22271 | 0.0013373 | 0
7081 | 1 | 9.6932e-05 | 0.00013978 | 0 | 5.8742e-06 | 0.00011416 | 0 | 0.097168 | 0.0733 | 0.066472 | 0.22503 | 0.016421 | 0
7082 | 1 | 8.8215e-05 | 0.00014166 | 0 | 2.3497e-06 | 0.00011416 | 0 | 0.093774 | 0.055 | 0.067446 | 0.22125 | 0.080465 | 0
7083 | 1 | 7.6013e-05 | 0.00014205 | 0 | 1.1748e-06 | 0.00011416 | 0 | 0.087277 | 0.0498 | 0.070246 | 0.2198 | 0.10011 | 0
7084 | 1 | 7.1879e-05 | 0.00014307 | 0 | 1.4098e-05 | 0.00011416 | 0 | 0.084465 | 0.0746 | 0.080229 | 0.22465 | 0.065138 | 0
7085 | 1 | 8.1593e-05 | 0.0001461 | 0 | 3.7595e-05 | 0.00011416 | 0 | 0.081943 | 0.1317 | 0.15851 | 0.24064 | 0.019439 | 0
7086 | 1 | 0.00010245 | 0.0001507 | 0 | 9.3987e-05 | 0.00011416 | 0 | 0.079907 | 0.1914 | 0.24957 | 0.26963 | 0.0010245 | 0
7087 | 1 | 0.00012697 | 0.00015634 | 0 | 0.0001821 | 0.00011416 | 0.012599 | 0.075349 | 0.2384 | 0.30144 | 0.30444 | 0.00094438 | 0
7088 | 1 | 0.00014427 | 0.00013753 | 0 | 0.0001586 | 0.00011416 | 0.069456 | 0.070694 | 0.2467 | 0.30582 | 0.31646 | 0.02557 | 0.02915
7089 | 1 | 0.00015921 | 0.00010398 | 0 | 0.00014685 | 0.00011416 | 0.17865 | 0.064585 | 0.1529 | 0.27453 | 0.31055 | 0.045297 | 0.073443
7090 | 1 | 0.00017116 | 6.8538e-05 | 0 | 0.00016448 | 0.00011416 | 0.26765 | 0.0545 | 0.113 | 0.22863 | 0.29232 | 0.034002 | 0.018363
7091 | 1 | 0.00017908 | 4.1233e-05 | 0 | 0.00018797 | 0.00011416 | 0.33985 | 0.048196 | 0.0973 | 0.20258 | 0.27041 | 0.014811 | 0
7092 | 1 | 0.00018332 | 2.2662e-05 | 0 | 0.00020677 | 0.00011416 | 0.41027 | 0.040923 | 0.0809 | 0.16959 | 0.25238 | 0.0013373 | 0
7093 | 1 | 0.00017817 | 1.0124e-05 | 0 | 0.00018797 | 0.00011416 | 0.44112 | 0.038499 | 0.0691 | 0.20063 | 0.23531 | 0.020473 | 0
7094 | 1 | 0.00017294 | 4.0497e-06 | 0 | 0.00019032 | 0.00011416 | 0.39299 | 0.039178 | 0.0508 | 0.21634 | 0.23192 | 0.097428 | 0.021327
7095 | 1 | 0.0001618 | 6.1155e-06 | 0 | 0.00021382 | 0.00011416 | 0.28558 | 0.038208 | 0.0349 | 0.24154 | 0.22785 | 0.12191 | 0
7096 | 1 | 0.00014901 | 1.988e-05 | 0 | 0.00022322 | 0.00011416 | 0.1478 | 0.038014 | 0.0397 | 0.26747 | 0.23017 | 0.0786 | 0.047714
7097 | 1 | 0.00013572 | 6.3139e-05 | 0 | 0.00022322 | 0.00011416 | 0.034405 | 0.039953 | 0.0727 | 0.39481 | 0.277 | 0.023356 | 0.17788
7098 | 1 | 0.00013903 | 9.8665e-05 | 0 | 0.00016448 | 0.00011416 | 0 | 0.043542 | 0.1385 | 0.40212 | 0.31801 | 0.0010931 | 0
7099 | 1 | 0.0001533 | 0.00011216 | 0 | 0.00011748 | 0.00011416 | 0 | 0.056439 | 0.2726 | 0.2419 | 0.29426 | 0.0015239 | 0
7100 | 1 | 0.00013504 | 0.00012354 | 0 | 8.8113e-05 | 0.00011416 | 0 | 0.066815 | 0.5033 | 0.15802 | 0.26711 | 0.032819 | 0
7101 | 1 | 0.00011678 | 0.00013135 | 0 | 5.8742e-05 | 0.00011416 | 0 | 0.07758 | 0.6644 | 0.1954 | 0.26246 | 0.054893 | 0
7102 | 1 | 0.00011726 | 0.00013879 | 0 | 3.7595e-05 | 0.00011416 | 0 | 0.093289 | 0.6582 | 0.19272 | 0.24443 | 0.039629 | 0
7103 | 1 | 0.00012104 | 0.00014585 | 0 | 2.3497e-05 | 0.00011416 | 0 | 0.10347 | 0.5789 | 0.17848 | 0.23298 | 0.016293 | 0
7104 | 1 | 0.0001022 | 0.00015094 | 0 | 9.3987e-06 | 0.00011416 | 0 | 0.10919 | 0.4786 | 0.15157 | 0.20496 | 0.0013373 | 0
7105 | 1 | 8.5983e-05 | 0.00015446 | 0 | 5.8742e-06 | 0.00011416 | 0 | 0.11928 | 0.4172 | 0.13647 | 0.20361 | 0.026411 | 0
7106 | 1 | 7.5927e-05 | 0.00015694 | 0 | 2.3497e-06 | 0.00011416 | 0 | 0.12054 | 0.4172 | 0.072316 | 0.19953 | 0.12178 | 0
7107 | 1 | 6.0591e-05 | 0.00016007 | 0 | 1.1748e-06 | 0.00011416 | 0 | 0.12219 | 0.4085 | 0.049306 | 0.19798 | 0.15333 | 0
7108 | 1 | 5.3831e-05 | 0.00016244 | 0 | 1.4098e-05 | 0.00011416 | 0 | 0.12907 | 0.3514 | 0.075603 | 0.19895 | 0.097883 | 0
7109 | 1 | 5.528e-05 | 0.00016567 | 0 | 3.7595e-05 | 0.00011416 | 0 | 0.12422 | 0.2984 | 0.098125 | 0.20448 | 0.02895 | 0
7110 | 1 | 6.4262e-05 | 0.000167 | 0 | 9.3987e-05 | 0.00011416 | 0 | 0.13441 | 0.2893 | 0.16971 | 0.22242 | 0.0011832 | 0
7111 | 1 | 7.6358e-05 | 0.00016502 | 0 | 0.0001821 | 0.00011416 | 0.010984 | 0.14633 | 0.2828 | 0.19102 | 0.25257 | 0.0025314 | 0
7112 | 1 | 9.1837e-05 | 0.00014227 | 0 | 0.0001586 | 0.00011416 | 0.057987 | 0.14401 | 0.2713 | 0.21865 | 0.26857 | 0.043658 | 0.020469
7113 | 1 | 0.00011138 | 0.00011032 | 0 | 0.00014685 | 0.00011416 | 0.14311 | 0.12694 | 0.1967 | 0.19735 | 0.26353 | 0.068679 | 0.15047
7114 | 1 | 0.00012443 | 7.7578e-05 | 0 | 0.00016448 | 0.00011416 | 0.21984 | 0.1058 | 0.1317 | 0.13903 | 0.24375 | 0.047495 | 0.26118
7115 | 1 | 0.00013417 | 4.5467e-05 | 0 | 0.00018797 | 0.00011416 | 0.26765 | 0.094841 | 0.2221 | 0.15449 | 0.2325 | 0.01828 | 0.32778
7116 | 1 | 0.00014646 | 2.213e-05 | 0 | 0.00020677 | 0.00011416 | 0.30302 | 0.096393 | 0.4288 | 0.13331 | 0.2261 | 0.0013373 | 0.42732
7117 | 1 | 0.00014172 | 8.9789e-06 | 0 | 0.00018797 | 0.00011416 | 0.30415 | 0.10124 | 0.583 | 0.11614 | 0.21951 | 0.031913 | 0.27971
7118 | 1 | 0.00013274 | 4.1111e-06 | 0 | 0.00019032 | 0.00011416 | 0.25133 | 0.10512 | 0.6874 | 0.11992 | 0.21272 | 0.14396 | 0.092486
7119 | 1 | 0.00012154 | 7.8949e-06 | 0 | 0.00021382 | 0.00011416 | 0.16524 | 0.10522 | 0.7081 | 0.13063 | 0.22484 | 0.18203 | 0.3182
7120 | 1 | 0.00010987 | 2.3848e-05 | 0 | 0.00022322 | 0.00011416 | 0.080116 | 0.10599 | 0.6314 | 0.1758 | 0.23783 | 0.1154 | 0.14251
7121 | 1 | 0.00010191 | 5.5162e-05 | 0 | 0.00022322 | 0.00011416 | 0.02326 | 0.12956 | 0.48 | 0.29766 | 0.26837 | 0.03402 | 0.20294
7122 | 1 | 0.00010988 | 7.8887e-05 | 0 | 0.00016448 | 0.00011416 | 0 | 0.1537 | 0.4639 | 0.37582 | 0.28815 | 0.0012587 | 0
7123 | 1 | 0.00012762 | 8.9278e-05 | 0 | 0.00011748 | 0.00011416 | 0 | 0.17242 | 0.48 | 0.243 | 0.28369 | 0.0035994 | 0
7124 | 1 | 0.00011395 | 9.7029e-05 | 0 | 8.8113e-05 | 0.00011416 | 0 | 0.19269 | 0.5789 | 0.19333 | 0.26285 | 0.053873 | 0
7125 | 1 | 0.00010047 | 0.00010253 | 0 | 5.8742e-05 | 0.00011416 | 0 | 0.19666 | 0.6669 | 0.21829 | 0.27477 | 0.081237 | 0
7126 | 1 | 0.00010561 | 0.00010409 | 0 | 3.7595e-05 | 0.00011416 | 0 | 0.19055 | 0.6235 | 0.21086 | 0.27884 | 0.054488 | 0
7127 | 1 | 0.00011396 | 0.00010697 | 0 | 2.3497e-05 | 0.00011416 | 0 | 0.17737 | 0.5579 | 0.11907 | 0.2452 | 0.019982 | 0
7128 | 1 | 9.8926e-05 | 0.00011118 | 0 | 9.3987e-06 | 0.00011416 | 0 | 0.16757 | 0.512 | 0.045897 | 0.21476 | 0.0013373 | 0
7129 | 1 | 8.3211e-05 | 0.00011767 | 0 | 5.8742e-06 | 0.00011416 | 0 |  | 0.5019 |  |  | 0.038131 | 0
7130 | 1 | 7.2375e-05 | 0.00012395 | 0 | 2.3497e-06 | 0.00011416 | 0 |  | 0.5004 |  |  | 0.16868 | 0
7131 | 1 | 5.3634e-05 | 0.00012932 | 0 | 1.1748e-06 | 0.00011416 | 0 | 0.13984 | 0.4683 | 0.029827 | 0.20399 | 0.21411 | 0
7132 | 1 | 4.4932e-05 | 0.00013442 | 0 | 1.4098e-05 | 0.00011416 | 0 | 0.12442 | 0.4625 | 0.022766 | 0.19488 | 0.1349 | 0
7133 | 1 | 4.214e-05 | 0.00013988 | 0 | 3.7595e-05 | 0.00011416 | 0 | 0.10648 | 0.4859 | 0.033723 | 0.19197 | 0.039648 | 0
7134 | 1 | 4.478e-05 | 0.00014581 | 0 | 9.3987e-05 | 0.00011416 | 0 | 0.09232 | 0.4815 | 0.049793 | 0.19604 | 0.0013373 | 0
7135 | 1 | 5.0842e-05 | 0.00015053 | 0 | 0.0001821 | 0.00011416 | 0.0083993 | 0.083689 | 0.4712 | 0.061967 | 0.20409 | 0.0049321 | 0
7136 | 1 | 6.0281e-05 | 0.00013495 | 0 | 0.0001586 | 0.00011416 | 0.049427 | 0.072925 | 0.4376 | 0.077794 | 0.21951 | 0.065567 | 0.002808
7137 | 1 | 7.8645e-05 | 0.00010521 | 0 | 0.00014685 | 0.00011416 | 0.13907 | 0.056827 | 0.2419 | 0.095325 | 0.23289 | 0.09524 | 0.12205
7138 | 1 | 9.7652e-05 | 7.2874e-05 | 0 | 0.00016448 | 0.00011416 | 0.23324 | 0.048002 | 0.2601 | 0.088142 | 0.2453 | 0.062136 | 0.36068
7139 | 1 | 0.00010884 | 4.5549e-05 | 0 | 0.00018797 | 0.00011416 | 0.32773 | 0.044608 | 0.2815 | 0.098369 | 0.24724 | 0.021786 | 0.54473
7140 | 1 | 0.00011792 | 2.6384e-05 | 0 | 0.00020677 | 0.00011416 | 0.37991 | 0.042281 | 0.1862 | 0.10786 | 0.23667 | 0.0013373 | 0.32334
7141 | 1 | 0.00012898 | 1.3192e-05 | 0 | 0.00018797 | 0.00011416 | 0.38653 | 0.040438 | 0.1291 | 0.084003 | 0.22009 | 0.045108 | 0.61764
7142 | 1 | 0.00012064 | 6.9336e-06 | 0 | 0.00019032 | 0.00011416 | 0.35019 | 0.038014 | 0.1016 | 0.045167 | 0.19498 | 0.19607 | 0.20825
7143 | 1 | 0.00010782 | 9.0607e-06 | 0 | 0.00021382 | 0.00011416 | 0.25408 | 0.037141 | 0.1053 | 0.016679 | 0.1911 | 0.24976 | 0.046655
7144 | 1 | 9.4199e-05 | 2.3173e-05 | 0 | 0.00022322 | 0.00011416 | 0.12793 | 0.039081 | 0.1465 | 0.040175 | 0.20613 | 0.15647 | 0
7145 | 1 | 7.7778e-05 | 6.5757e-05 | 0 | 0.00022322 | 0.00011416 | 0.032628 | 0.048002 | 0.2688 | 0.11176 | 0.23589 | 0.045866 | 0
7146 | 1 | 7.5973e-05 | 0.00010576 | 0 | 0.00016448 | 0.00011416 | 0 | 0.070016 | 0.4303 | 0.23996 | 0.25228 | 0.0014192 | 0
7147 | 1 | 0.00010093 | 0.00012028 | 0 | 0.00011748 | 0.00011416 | 0 | 0.10619 | 0.5536 | 0.28865 | 0.27138 | 0.0065588 | 0
7148 | 1 | 0.00010679 | 0.00013229 | 0 | 8.8113e-05 | 0.00011416 | 0 | 0.13441 | 0.6301 | 0.20331 | 0.26372 | 0.078843 | 0
7149 | 1 | 9.5461e-05 | 0.00014319 | 0 | 5.8742e-05 | 0.00011416 | 0 | 0.1633 | 0.6742 | 0.091794 | 0.25654 | 0.11077 | 0
7150 | 1 | 8.394e-05 | 0.00015058 | 0 | 3.7595e-05 | 0.00011416 | 0 | 0.17775 | 0.6778 | 0.10446 | 0.26052 | 0.070468 | 0
7151 | 1 | 8.7828e-05 | 0.00015532 | 0 | 2.3497e-05 | 0.00011416 | 0 | 0.18328 | 0.6705 | 0.11687 | 0.24918 | 0.023696 | 0
7152 | 1 | 9.4809e-05 | 0.00015829 | 0 | 9.3987e-06 | 0.00011416 | 0 | 0.1826 | 0.6544 | 0.043097 | 0.22503 | 0.0013373 | 0
7153 | 1 | 8.1408e-05 | 0.00016052 | 0 | 5.8742e-06 | 0.00011416 | 0 | 0.18386 | 0.6327 | 0.023009 | 0.207 | 0.050866 | 0
7154 | 1 | 6.9718e-05 | 0.00016156 | 0 | 2.3497e-06 | 0.00011416 | 0 | 0.18445 | 0.5913 | 0.02094 | 0.18286 | 0.21846 | 0
7155 | 1 | 6.2764e-05 | 0.00016099 | 0 | 1.1748e-06 | 0.00011416 | 0 | 0.19686 | 0.5322 | 0.0069394 | 0.1878 | 0.27895 | 0
7156 | 1 | 5.2359e-05 | 0.00016027 | 0 | 1.4098e-05 | 0.00011416 | 0 | 0.21102 | 0.4946 | 0.0064524 | 0.19517 | 0.17408 | 0
7157 | 1 | 5.2187e-05 | 0.00015847 | 0 | 3.7595e-05 | 0.00011416 | 0 | 0.22605 | 0.4961 | 0.015583 | 0.19556 | 0.050934 | 0
7158 | 1 | 6.6828e-05 | 0.00015765 | 0 | 9.3987e-05 | 0.00011416 | 0 | 0.23536 | 0.5135 | 0.08802 | 0.20603 | 0.0014827 | 0
7159 | 1 | 9.1285e-05 | 0.00015773 | 0 | 0.0001821 | 0.00011416 | 0.0090454 | 0.24273 | 0.5593 | 0.22863 | 0.25325 | 0.0079894 | 0
7160 | 1 | 0.00011362 | 0.00014591 | 0 | 0.0001586 | 0.00011416 | 0.053142 | 0.24263 | 0.5926 | 0.22474 | 0.27022 | 0.089897 | 0.014508
7161 | 1 | 0.00013404 | 0.00012151 | 0 | 0.00014685 | 0.00011416 | 0.15959 | 0.21984 | 0.5508 | 0.23862 | 0.28292 | 0.12346 | 0.18076
7162 | 1 | 0.00015106 | 8.6966e-05 | 0 | 0.00016448 | 0.00011416 | 0.28057 | 0.20083 | 0.5508 | 0.27465 | 0.28146 | 0.077184 | 0.37792
7163 | 1 | 0.00016231 | 4.784e-05 | 0 | 0.00018797 | 0.00011416 | 0.377 | 0.19114 | 0.6885 | 0.29097 | 0.27332 | 0.025199 | 0.56172
7164 | 1 | 0.00017303 | 1.176e-05 | 0 | 0.00020677 | 0.00011416 | 0.42885 | 0.19269 | 0.7322 | 0.23277 | 0.24084 | 0.0013373 | 0.69699
7165 | 1 | 0.00017661 | 0 | 0 | 0.00018797 | 0.00011416 | 0.41883 | 0.19046 | 0.7598 | 0.24665 | 0.223 | 0.054964 | 0.82376
7166 | 1 | 0.00017065 | 0 | 0 | 0.00019032 | 0.00011416 | 0.37005 | 0.18241 | 0.787 | 0.22218 | 0.21417 | 0.23429 | 0.75261
7167 | 1 | 0.00016403 | 0 | 0 | 0.00021382 | 0.00011416 | 0.27314 | 0.17581 | 0.7888 | 0.17835 | 0.23783 | 0.29961 | 0.71733
7168 | 1 | 0.00015372 | 0 | 0 | 0.00022322 | 0.00011416 | 0.14004 | 0.17688 | 0.7458 | 0.20575 | 0.25451 | 0.18653 | 0.41089
7169 | 1 | 0.00013697 | 3.9474e-05 | 0 | 0.00022322 | 0.00011416 | 0.030851 | 0.20258 | 0.6967 | 0.28853 | 0.26469 | 0.054511 | 0.34723
7170 | 1 | 0.00013265 | 7.402e-05 | 0 | 0.00016448 | 0.00011416 | 0 | 0.24709 | 0.7149 | 0.42561 | 0.29358 | 0.0015261 | 0
7171 | 1 | 0.00015803 | 8.3346e-05 | 0 | 0.00011748 | 0.00011416 | 0 | 0.2948 | 0.707 | 0.3992 | 0.31443 | 0.0090503 | 0
7172 | 1 | 0.00015663 | 9.3634e-05 | 0 | 8.8113e-05 | 0.00011416 | 0 | 0.30993 | 0.6814 | 0.26077 | 0.28185 | 0.097813 | 0
7173 | 1 | 0.00013314 | 0.00010341 | 0 | 5.8742e-05 | 0.00011416 | 0 | 0.314 | 0.6557 | 0.15218 | 0.24947 | 0.13243 | 0
7174 | 1 | 0.0001131 | 0.00011112 | 0 | 3.7595e-05 | 0.00011416 | 0 | 0.32147 | 0.6353 | 0.11066 | 0.26091 | 0.08189 | 0
7175 | 1 | 0.00011274 | 0.00011773 | 0 | 2.3497e-05 | 0.00011416 | 0 | 0.31497 | 0.6544 | 0.087777 | 0.24782 | 0.026235 | 0
7176 | 1 | 0.0001162 | 0.00012262 | 0 | 9.3987e-06 | 0.00011416 | 0 | 0.29752 | 0.7375 | 0.062941 | 0.23046 | 0.0013373 | 0
7177 | 1 | 9.927e-05 | 0.00012589 | 0 | 5.8742e-06 | 0.00011416 | 0 | 0.28937 | 0.7559 | 0.048697 | 0.21398 | 0.059277 | 0
7178 | 1 | 8.5941e-05 | 0.00012836 | 0 | 2.3497e-06 | 0.00011416 | 0 | 0.27812 | 0.7569 | 0.030679 | 0.19672 | 0.25088 | 0
7179 | 1 | 7.7506e-05 | 0.00013004 | 0 | 1.1748e-06 | 0.00011416 | 0 | 0.27046 | 0.7666 | 0.014609 | 0.18519 | 0.32128 | 0
7180 | 1 | 6.5391e-05 | 0.00013084 | 0 | 1.4098e-05 | 0.00011416 | 0 | 0.26687 | 0.8001 | 0.014366 | 0.18722 | 0.19955 | 0
7181 | 1 | 6.1997e-05 | 0.00013096 | 0 | 3.7595e-05 | 0.00011416 | 0 | 0.26949 | 0.7171 | 0.035793 | 0.19304 | 0.058253 | 0
7182 | 1 | 7.3113e-05 | 0.00013094 | 0 | 9.3987e-05 | 0.00011416 | 0 | 0.28278 | 0.7013 | 0.081325 | 0.19827 | 0.0015704 | 0
7183 | 1 | 9.6294e-05 | 0.00013059 | 0 | 0.0001821 | 0.00011416 | 0.0080762 | 0.29926 | 0.6656 | 0.18225 | 0.2357 | 0.010201 | 0
7184 | 1 | 0.00012045 | 0.00011282 | 0 | 0.0001586 | 0.00011416 | 0.04555 | 0.28714 | 0.6008 | 0.26516 | 0.2578 | 0.10618 | 0.01199
7185 | 1 | 0.00014319 | 8.0176e-05 | 0 | 0.00014685 | 0.00011416 | 0.11501 | 0.25436 | 0.3612 | 0.29925 | 0.28001 | 0.14184 | 0.17011
7186 | 1 | 0.0001607 | 4.377e-05 | 0 | 0.00016448 | 0.00011416 | 0.1843 | 0.2211 | 0.2828 | 0.29547 | 0.28602 | 0.086783 | 0.36774
7187 | 1 | 0.00017278 | 5.7882e-06 | 0 | 0.00018797 | 0.00011416 | 0.23308 | 0.20239 | 0.2601 | 0.30472 | 0.29077 | 0.0273 | 0.54811
7188 | 1 | 0.00017619 | 0 | 0 | 0.00020677 | 0.00011416 | 0.26054 | 0.2083 | 0.2407 | 0.29243 | 0.26866 | 0.0013373 | 0.64114
7189 | 1 | 0.00017802 | 0 | 0 | 0.00018797 | 0.00011416 | 0.25392 | 0.19734 | 0.2198 | 0.28171 | 0.25771 | 0.061516 | 0.76105
7190 | 1 | 0.00017313 | 0 | 0 | 0.00019032 | 0.00011416 | 0.21612 | 0.18551 | 0.176 | 0.2917 | 0.24762 | 0.25945 | 0.7348
7191 | 1 | 0.00016912 | 0 | 0 | 0.00021382 | 0.00011416 | 0.14295 | 0.18571 | 0.1394 | 0.2559 | 0.24772 | 0.33249 | 0.64741
7192 | 1 | 0.00016067 | 0 | 0 | 0.00022322 | 0.00011416 | 0.066225 | 0.18978 | 0.125 | 0.25018 | 0.25606 | 0.20629 | 0.39888
7193 | 1 | 0.00014806 | 2.9227e-05 | 0 | 0.00022322 | 0.00011416 | 0.020514 | 0.1987 | 0.152 | 0.3382 | 0.29581 | 0.060186 | 0.26745
7194 | 1 | 0.00014649 | 5.2217e-05 | 0 | 0.00016448 | 0.00011416 | 0 | 0.21713 | 0.1831 | 0.41734 | 0.35011 | 0.0015928 | 0
7195 | 1 | 0.00016737 | 5.9396e-05 | 0 | 0.00011748 | 0.00011416 | 0 | 0.22537 | 0.212 | 0.42635 | 0.34797 | 0.010812 | 0
7196 | 1 | 0.00016512 | 6.774e-05 | 0 | 8.8113e-05 | 0.00011416 | 0 | 0.22401 | 0.2713 | 0.29486 | 0.32975 | 0.11054 | 0
7197 | 1 | 0.00014212 | 7.6351e-05 | 0 | 5.8742e-05 | 0.00011416 | 0 | 0.22333 | 0.3403 | 0.20611 | 0.28107 | 0.1467 | 0
7198 | 1 | 0.00012156 | 8.3244e-05 | 0 | 3.7595e-05 | 0.00011416 | 0 | 0.21907 | 0.3612 | 0.16533 | 0.27148 | 0.089302 | 0
7199 | 1 | 0.00012141 | 8.8807e-05 | 0 | 2.3497e-05 | 0.00011416 | 0 | 0.21713 | 0.3542 | 0.15242 | 0.26595 | 0.027843 | 0
7200 | 1 | 0.00012385 | 9.3327e-05 | 0 | 9.3987e-06 | 0.00011416 | 0 | 0.20995 | 0.3334 | 0.066228 | 0.23376 | 0.0013373 | 0
7201 | 1 | 0.00010596 | 9.7091e-05 | 0 | 5.8742e-06 | 0.00011416 | 0 | 0.19094 | 0.2919 | 0.032262 | 0.21427 | 0.06381 | 0
7202 | 1 | 9.2314e-05 | 0.00010012 | 0 | 2.3497e-06 | 0.00011416 | 0 | 0.18803 | 0.301 | 0.04955 | 0.21408 | 0.26822 | 0
7203 | 1 | 8.3349e-05 | 0.00010366 | 0 | 1.1748e-06 | 0.00011416 | 0 | 0.16709 | 0.3811 | 0.010957 | 0.20399 | 0.34396 | 0
7204 | 1 | 7.0547e-05 | 0.00010627 | 0 | 1.4098e-05 | 0.00011416 | 0 | 0.1569 | 0.4873 | 0.018992 | 0.1912 | 0.21317 | 0
7205 | 1 | 6.6508e-05 | 0.00010944 | 0 | 3.7595e-05 | 0.00011416 | 0 | 0.15797 | 0.5479 | 0.030192 | 0.19372 | 0.062162 | 0
7206 | 1 | 7.6764e-05 | 0.00011243 | 0 | 9.3987e-05 | 0.00011416 | 0 | 0.15293 | 0.6116 | 0.093255 | 0.21088 | 0.0016155 | 0
7207 | 1 | 9.8608e-05 | 0.00011585 | 0 | 0.0001821 | 0.00011416 | 0.0090454 | 0.1473 | 0.6314 | 0.16253 | 0.2581 | 0.011446 | 0
7208 | 1 | 0.0001198 | 0.00010899 | 0 | 0.0001586 | 0.00011416 | 0.046842 | 0.14769 | 0.6008 | 0.24093 | 0.27448 | 0.11501 | 0
7209 | 1 | 0.00013885 | 9.3286e-05 | 0 | 0.00014685 | 0.00011416 | 0.12906 | 0.1313 | 0.4742 | 0.26491 | 0.30318 | 0.15168 | 0.015076
7210 | 1 | 0.00015366 | 7.3488e-05 | 0 | 0.00016448 | 0.00011416 | 0.20255 | 0.10677 | 0.3711 | 0.28281 | 0.33537 | 0.091868 | 0
7211 | 1 | 0.00016287 | 5.1705e-05 | 0 | 0.00018797 | 0.00011416 | 0.26619 | 0.10017 | 0.3375 | 0.30959 | 0.34148 | 0.028393 | 0
7212 | 1 | 0.00017143 | 3.3645e-05 | 0 | 0.00020677 | 0.00011416 | 0.28848 | 0.10221 | 0.2905 | 0.31641 | 0.35486 | 0.0013373 | 0
7213 | 1 | 0.00017538 | 2.4216e-05 | 0 | 0.00018797 | 0.00011416 | 0.2859 | 0.10173 | 0.2601 | 0.26053 | 0.36484 | 0.06381 | 0
7214 | 1 | 0.00016925 | 2.393e-05 | 0 | 0.00019032 | 0.00011416 | 0.24826 | 0.097362 | 0.3361 | 0.22523 | 0.35583 | 0.26822 | 0.028938
7215 | 1 | 0.00016151 | 3.07e-05 | 0 | 0.00021382 | 0.00011416 | 0.18882 | 0.094647 | 0.461 | 0.21159 | 0.34943 | 0.34396 | 0.0025406
7216 | 1 | 0.00014792 | 4.7369e-05 | 0 | 0.00022322 | 0.00011416 | 0.10418 | 0.089895 | 0.5004 | 0.22949 | 0.3663 | 0.21317 | 0.0064963
7217 | 1 | 0.00013279 | 8.4532e-05 | 0 | 0.00022322 | 0.00011416 | 0.027782 | 0.08398 | 0.5733 | 0.27404 | 0.39063 | 0.062162 | 0.041273
7218 | 1 | 0.0001293 | 0.00011474 | 0 | 0.00016448 | 0.00011416 | 0 | 0.093095 | 0.6468 | 0.38848 | 0.42457 | 0.0016155 | 0
7219 | 1 | 0.00015098 | 0.00012609 | 0 | 0.00011748 | 0.00011416 | 0 | 0.10939 | 0.6754 | 0.37947 | 0.43795 | 0.011446 | 0
7220 | 1 | 0.00015002 | 0.00013511 | 0 | 8.8113e-05 | 0.00011416 | 0 | 0.11928 | 0.7047 | 0.27989 | 0.40595 | 0.11501 | 0
7221 | 1 | 0.00012679 | 0.00014473 | 0 | 5.8742e-05 | 0.00011416 | 0 | 0.12636 | 0.7126 | 0.21865 | 0.36969 | 0.15168 | 0
7222 | 1 | 0.00010731 | 0.00015309 | 0 | 3.7595e-05 | 0.00011416 | 0 | 0.12471 | 0.7093 | 0.19929 | 0.36203 | 0.091868 | 0
7223 | 1 | 0.00010766 | 0.00015935 | 0 | 2.3497e-05 | 0.00011416 | 0 | 0.12946 | 0.6956 | 0.21293 | 0.36969 | 0.028393 | 0
7224 | 1 | 0.00011092 | 0.00016432 | 0 | 9.3987e-06 | 0.00011416 | 0 | 0.13576 | 0.6921 | 0.1506 | 0.35874 | 0.0013373 | 0
7225 | 1 | 9.3411e-05 | 0.00016821 | 0 | 5.8742e-06 | 0.00011416 | 0 | 0.13499 | 0.7036 | 0.11298 | 0.33789 | 0.06381 | 0
7226 | 1 | 7.9263e-05 | 0.00017086 | 0 | 2.3497e-06 | 0.00011416 | 0 | 0.13984 | 0.7322 | 0.16058 | 0.32771 | 0.26822 | 0
7227 | 1 | 7.114e-05 | 0.00017119 | 0 | 1.1748e-06 | 0.00011416 | 0 | 0.14653 | 0.7608 | 0.12077 | 0.3248 | 0.34396 | 0
7228 | 1 | 5.947e-05 | 0.00017162 | 0 | 1.4098e-05 | 0.00011416 | 0 | 0.1409 | 0.7666 | 0.10567 | 0.31385 | 0.21317 | 0
7229 | 1 | 5.7277e-05 | 0.00017105 | 0 | 3.7595e-05 | 0.00011416 | 0 | 0.14992 | 0.7733 | 0.15559 | 0.30628 | 0.062162 | 0
7230 | 1 | 6.9029e-05 | 0.00017011 | 0 | 9.3987e-05 | 0.00011416 | 0 | 0.15273 | 0.7992 | 0.2531 | 0.33275 | 0.0016155 | 0
7231 | 1 | 9.2835e-05 | 0.00016951 | 0 | 0.0001821 | 0.00011416 | 0.0087223 | 0.1604 | 0.8172 | 0.28171 | 0.36145 | 0.011446 | 0
7232 | 1 | 0.00011635 | 0.00015415 | 0 | 0.0001586 | 0.00011416 | 0.065094 | 0.15807 | 0.8234 | 0.32859 | 0.38656 | 0.11501 | 0.0064183
7233 | 1 | 0.00013531 | 0.00012847 | 0 | 0.00014685 | 0.00011416 | 0.18058 | 0.14624 | 0.8889 | 0.35902 | 0.38734 | 0.15168 | 0.016993
7234 | 1 | 0.00015059 | 9.6211e-05 | 0 | 0.00016448 | 0.00011416 | 0.28477 | 0.14585 | 0.8715 | 0.33126 | 0.38074 | 0.091868 | 0.053073
7235 | 1 | 0.00016046 | 5.7882e-05 | 0 | 0.00018797 | 0.00011416 | 0.36698 | 0.14701 | 0.7958 | 0.2917 | 0.37628 | 0.028393 | 0
7236 | 1 | 0.00017066 | 2.7755e-05 | 0 | 0.00020677 | 0.00011416 | 0.40575 | 0.14915 | 0.7104 | 0.2531 | 0.38627 | 0.0013373 | 0.079415
7237 | 1 | 0.00017652 | 9.6538e-06 | 0 | 0.00018797 | 0.00011416 | 0.38136 | 0.14158 | 0.6607 | 0.24702 | 0.38666 | 0.06381 | 0.72328
7238 | 1 | 0.00017211 | 3.1293e-06 | 0 | 0.00019032 | 0.00011416 | 0.32176 | 0.13693 | 0.6366 | 0.23022 | 0.38026 | 0.26822 | 0.71161
7239 | 1 | 0.00016624 | 6.77e-06 | 0 | 0.00021382 | 0.00011416 | 0.2166 | 0.13101 | 0.5635 | 0.23825 | 0.37415 | 0.34396 | 0.5566
7240 | 1 | 0.00015255 | 2.4482e-05 | 0 | 0.00022322 | 0.00011416 | 0.10273 | 0.12839 | 0.5004 | 0.23143 | 0.36795 | 0.21317 | 0.16522
7241 | 1 | 0.00013613 | 6.5879e-05 | 0 | 0.00022322 | 0.00011416 | 0.024713 | 0.14197 | 0.538 | 0.28683 | 0.37386 | 0.062162 | 0.29083
7242 | 1 | 0.00013549 | 9.0996e-05 | 0 | 0.00016448 | 0.00011416 | 0 | 0.1635 | 0.5607 | 0.42902 | 0.41885 | 0.0016155 | 0
7243 | 1 | 0.00015803 | 0.0001021 | 0 | 0.00011748 | 0.00011416 | 0 | 0.18997 | 0.5885 | 0.42561 | 0.42302 | 0.011446 | 0
7244 | 1 | 0.00015626 | 0.00011405 | 0 | 8.8113e-05 | 0.00011416 | 0 | 0.19938 | 0.5858 | 0.29584 | 0.39442 | 0.11501 | 0
7245 | 1 | 0.0001336 | 0.00012356 | 0 | 5.8742e-05 | 0.00011416 | 0 | 0.21509 | 0.6392 | 0.18809 | 0.36833 | 0.15168 | 0
7246 | 1 | 0.00011326 | 0.00013065 | 0 | 3.7595e-05 | 0.00011416 | 0 | 0.24098 | 0.7171 | 0.14853 | 0.36513 | 0.091868 | 0
7247 | 1 | 0.00011358 | 0.00013558 | 0 | 2.3497e-05 | 0.00011416 | 0 | 0.25223 | 0.7647 | 0.1495 | 0.36892 | 0.028393 | 0
7248 | 1 | 0.00011772 | 0.00013871 | 0 | 9.3987e-06 | 0.00011416 | 0 | 0.27133 | 0.7588 | 0.068907 | 0.34216 | 0.0013373 | 0
7249 | 1 | 9.9862e-05 | 0.00014215 | 0 | 5.8742e-06 | 0.00011416 | 0 | 0.28307 | 0.7269 | 0.058437 | 0.30677 | 0.059277 | 0
7250 | 1 | 8.5211e-05 | 0.00014653 | 0 | 2.3497e-06 | 0.00011416 | 0 | 0.28287 | 0.7104 | 0.055758 | 0.28728 | 0.25088 | 0
7251 | 1 | 7.5677e-05 | 0.00015184 | 0 | 1.1748e-06 | 0.00011416 | 0 | 0.29092 | 0.6979 | 0.052593 | 0.28747 | 0.32128 | 0
7252 | 1 | 6.2291e-05 | 0.00015642 | 0 | 1.4098e-05 | 0.00011416 | 0 | 0.28889 | 0.6766 | 0.053689 | 0.28864 | 0.19955 | 0
7253 | 1 | 5.9501e-05 | 0.0001599 | 0 | 3.7595e-05 | 0.00011416 | 0 | 0.28161 | 0.6327 | 0.057585 | 0.27293 | 0.058253 | 0
7254 | 1 | 7.0902e-05 | 0.00016166 | 0 | 9.3987e-05 | 0.00011416 | 0 | 0.2885 | 0.5885 | 0.12126 | 0.31045 | 0.0015704 | 0
7255 | 1 | 9.2757e-05 | 0.0001636 | 0 | 0.0001821 | 0.00011416 | 0.0082378 | 0.29752 | 0.5858 | 0.21171 | 0.34148 | 0.010201 | 0
7256 | 1 | 0.0001149 | 0.00014878 | 0 | 0.0001586 | 0.00011416 | 0.069294 | 0.28423 | 0.5522 | 0.20769 | 0.37939 | 0.10618 | 0.009984
7257 | 1 | 0.00013424 | 0.00011791 | 0 | 0.00014685 | 0.00011416 | 0.20368 | 0.23827 | 0.4157 | 0.24422 | 0.38811 | 0.14184 | 0.14657
7258 | 1 | 0.00015046 | 8.0994e-05 | 0 | 0.00016448 | 0.00011416 | 0.33629 | 0.17727 | 0.3238 | 0.25396 | 0.36591 | 0.086783 | 0.20366
7259 | 1 | 0.00016186 | 3.9577e-05 | 0 | 0.00018797 | 0.00011416 | 0.43515 | 0.14692 | 0.4508 | 0.25797 | 0.3663 | 0.0273 | 0.51507
7260 | 1 | 0.00017109 | 5.7882e-06 | 0 | 0.00020677 | 0.00011416 | 0.48005 | 0.13218 | 0.4873 | 0.26564 | 0.36116 | 0.0013373 | 0.63032
7261 | 1 | 0.00017207 | 0 | 0 | 0.00018797 | 0.00011416 | 0.47101 | 0.12325 | 0.4581 | 0.20684 | 0.34371 | 0.057093 | 0.7475
7262 | 1 | 0.00016342 | 0 | 0 | 0.00019032 | 0.00011416 | 0.41124 | 0.12015 | 0.4405 | 0.18554 | 0.32781 | 0.24249 | 0
7263 | 1 | 0.00015565 | 0 | 0 | 0.00021382 | 0.00011416 | 0.29753 | 0.12869 | 0.407 | 0.14889 | 0.31763 | 0.31032 | 0
7264 | 1 | 0.00014487 | 0 | 0 | 0.00022322 | 0.00011416 | 0.14408 | 0.15497 | 0.3584 | 0.15315 | 0.32441 | 0.19297 | 0.2758
7265 | 1 | 0.00012517 | 4.7635e-05 | 0 | 0.00022322 | 0.00011416 | 0.029721 | 0.20209 | 0.4332 | 0.21342 | 0.33595 | 0.056361 | 0.11558
7266 | 1 | 0.00012538 | 7.6863e-05 | 0 | 0.00016448 | 0.00011416 | 0 | 0.27434 | 0.6035 | 0.26406 | 0.38375 | 0.0015481 | 0
7267 | 1 | 0.00014859 | 8.7846e-05 | 0 | 0.00011748 | 0.00011416 | 0 | 0.31197 | 0.7149 | 0.24397 | 0.38608 | 0.0096143 | 0
7268 | 1 | 0.00014468 | 0.00010143 | 0 | 8.8113e-05 | 0.00011416 | 0 | 0.32574 | 0.729 | 0.14999 | 0.35166 | 0.10194 | 0
7269 | 1 | 0.00012267 | 0.00011454 | 0 | 5.8742e-05 | 0.00011416 | 0 | 0.33214 | 0.7002 | 0.11675 | 0.32878 | 0.13708 | 0
7270 | 1 | 0.00010542 | 0.0001257 | 0 | 3.7595e-05 | 0.00011416 | 0 | 0.3237 | 0.6862 | 0.14414 | 0.32441 | 0.084313 | 0
7271 | 1 | 0.00010622 | 0.00013556 | 0 | 2.3497e-05 | 0.00011416 | 0 | 0.30848 | 0.685 | 0.15023 | 0.30366 | 0.026764 | 0
7272 | 1 | 0.00010999 | 0.00014266 | 0 | 9.3987e-06 | 0.00011416 | 0 | 0.30033 | 0.7013 | 0.09009 | 0.28127 | 0.0013373 | 0
7273 | 1 | 9.2528e-05 | 0.00014775 | 0 | 5.8742e-06 | 0.00011416 | 0 | 0.29451 | 0.7225 | 0.064889 | 0.26285 | 0.052888 | 0
7274 | 1 | 7.7478e-05 | 0.00015084 | 0 | 2.3497e-06 | 0.00011416 | 0 | 0.29257 | 0.7171 | 0.04468 | 0.26168 | 0.22628 | 0
7275 | 1 | 6.7609e-05 | 0.00015264 | 0 | 1.1748e-06 | 0.00011416 | 0 | 0.28918 | 0.7047 | 0.090821 | 0.26062 | 0.28916 | 0
7276 | 1 | 5.3339e-05 | 0.0001561 | 0 | 1.4098e-05 | 0.00011416 | 0 | 0.28627 | 0.6909 | 0.089725 | 0.25645 | 0.18023 | 0
7277 | 1 | 4.6481e-05 | 0.0001607 | 0 | 3.7595e-05 | 0.00011416 | 0 | 0.2883 | 0.716 | 0.044071 | 0.24404 | 0.052702 | 0
7278 | 1 | 4.9085e-05 | 0.00016489 | 0 | 9.3987e-05 | 0.00011416 | 0 | 0.29344 | 0.6862 | 0.058437 | 0.23357 | 0.0015043 | 0
7279 | 1 | 5.8714e-05 | 0.00016755 | 0 | 0.0001821 | 0.00011416 | 0.0080762 | 0.28123 | 0.6314 | 0.11614 | 0.24006 | 0.0085089 | 0
7280 | 1 | 6.9512e-05 | 0.00015096 | 0 | 0.0001586 | 0.00011416 | 0.072202 | 0.2627 | 0.5719 | 0.096177 | 0.25015 | 0.0938 | 0.0034543
7281 | 1 | 8.7866e-05 | 0.00011799 | 0 | 0.00014685 | 0.00011416 | 0.2221 | 0.21751 | 0.3998 | 0.098856 | 0.26052 | 0.12789 | 0.012246
7282 | 1 | 0.00010794 | 8.0749e-05 | 0 | 0.00016448 | 0.00011416 | 0.3686 | 0.17824 | 0.2815 | 0.11602 | 0.27138 | 0.079513 | 0.0036103
7283 | 1 | 0.00012179 | 3.9536e-05 | 0 | 0.00018797 | 0.00011416 | 0.45631 | 0.15535 | 0.343 | 0.088264 | 0.28776 | 0.025714 | 0
7284 | 1 | 0.00013141 | 3.4361e-06 | 0 | 0.00020677 | 0.00011416 | 0.49911 | 0.13373 | 0.3197 | 0.1064 | 0.2835 | 0.0013373 | 0
7285 | 1 | 0.0001382 | 0 | 0 | 0.00018797 | 0.00011416 | 0.4996 | 0.12452 | 0.2958 | 0.10275 | 0.27157 | 0.046976 | 0.010463
7286 | 1 | 0.00012911 | 0 | 0 | 0.00019032 | 0.00011416 | 0.43596 | 0.11647 | 0.2638 | 0.075481 | 0.25751 | 0.20336 | 0.047959
7287 | 1 | 0.00011811 | 0 | 0 | 0.00021382 | 0.00011416 | 0.31627 | 0.11443 | 0.2443 | 0.10969 | 0.25713 | 0.25925 | 0.026219
7288 | 1 | 0.00010802 | 0 | 0 | 0.00022322 | 0.00011416 | 0.1528 | 0.11976 | 0.2279 | 0.13587 | 0.26372 | 0.1622 | 0
7289 | 1 | 8.8603e-05 | 4.7758e-05 | 0 | 0.00022322 | 0.00011416 | 0.030851 | 0.14672 | 0.279 | 0.17507 | 0.29077 | 0.047516 | 0
7290 | 1 | 8.8309e-05 | 8.2876e-05 | 0 | 0.00016448 | 0.00011416 | 0 | 0.18532 | 0.3897 | 0.30692 | 0.30541 | 0.0014402 | 0
7291 | 1 | 0.00011106 | 9.5025e-05 | 0 | 0.00011748 | 0.00011416 | 0 | 0.20423 | 0.4756 | 0.29328 | 0.31753 | 0.0070149 | 0
7292 | 1 | 0.00011124 | 0.00010726 | 0 | 8.8113e-05 | 0.00011416 | 0 | 0.20064 | 0.5207 | 0.1338 | 0.30473 | 0.082421 | 0
7293 | 1 | 9.5135e-05 | 0.00011879 | 0 | 5.8742e-05 | 0.00011416 | 0 | 0.18823 | 0.5479 | 0.086925 | 0.27235 | 0.11489 | 0
7294 | 1 | 8.1407e-05 | 0.00012871 | 0 | 3.7595e-05 | 0.00011416 | 0 | 0.17892 | 0.5663 | 0.1075 | 0.25625 | 0.072661 | 0
7295 | 1 | 8.6145e-05 | 0.00013773 | 0 | 2.3497e-05 | 0.00011416 | 0 | 0.17329 | 0.5954 | 0.097395 | 0.23832 | 0.02419 | 0
7296 | 1 | 9.3263e-05 | 0.00014583 | 0 | 9.3987e-06 | 0.00011416 | 0 | 0.16437 | 0.6353 | 0.092038 | 0.23715 | 0.0013373 | 0
7297 | 1 | 7.9657e-05 | 0.00015285 | 0 | 5.8742e-06 | 0.00011416 | 0 | 0.16272 | 0.6569 | 0.057341 | 0.23938 | 0.041522 | 0
7298 | 1 | 6.7055e-05 | 0.00015865 | 0 | 2.3497e-06 | 0.00011416 | 0 | 0.15273 | 0.6519 | 0.039567 | 0.23696 | 0.18203 | 0
7299 | 1 | 5.5066e-05 | 0.00016426 | 0 | 1.1748e-06 | 0.00011416 | 0 | 0.13392 | 0.6275 | 0.080959 | 0.23444 | 0.23148 | 0
7300 | 1 | 4.0336e-05 | 0.00016927 | 0 | 1.4098e-05 | 0.00011416 | 0 | 0.12228 | 0.6076 | 0.062698 | 0.23046 | 0.14542 | 0
7301 | 1 | 3.3506e-05 | 0.00017297 | 0 | 3.7595e-05 | 0.00011416 | 0 | 0.1154 | 0.5995 | 0.05515 | 0.2199 | 0.042682 | 0
7302 | 1 | 3.5093e-05 | 0.0001759 | 0 | 9.3987e-05 | 0.00011416 | 0 | 0.11404 | 0.6022 | 0.066228 | 0.21398 | 0.0013779 | 0
7303 | 1 | 4.0026e-05 | 0.00017862 | 0 | 0.0001821 | 0.00011416 | 0.0082378 | 0.1155 | 0.6102 | 0.11127 | 0.21534 | 0.0057069 | 0
7304 | 1 | 4.8242e-05 | 0.00016142 | 0 | 0.0001586 | 0.00011416 | 0.069133 | 0.11608 | 0.6089 | 0.077551 | 0.23017 | 0.072001 | 0.001794
7305 | 1 | 6.7104e-05 | 0.0001203 | 0 | 0.00014685 | 0.00011416 | 0.22016 | 0.10231 | 0.4376 | 0.067324 | 0.24161 | 0.10281 | 0.18118
7306 | 1 | 8.7128e-05 | 8.3898e-05 | 0 | 0.00016448 | 0.00011416 | 0.37215 | 0.083592 | 0.2932 | 0.066959 | 0.24714 | 0.066214 | 0.10569
7307 | 1 | 0.00010357 | 4.1356e-05 | 0 | 0.00018797 | 0.00011416 | 0.47036 | 0.07467 | 0.3911 | 0.053932 | 0.23725 | 0.022727 | 0.72571
7308 | 1 | 0.00011825 | 3.0066e-06 | 0 | 0.00020677 | 0.00011416 | 0.51333 | 0.075446 | 0.4873 | 0.080838 | 0.23647 | 0.0013373 | 0.73688
7309 | 1 | 0.00012671 | 0 | 0 | 0.00018797 | 0.00011416 | 0.49976 | 0.075058 | 0.5004 | 0.072072 | 0.22746 | 0.036507 | 0.40057
7310 | 1 | 0.00011571 | 0 | 0 | 0.00019032 | 0.00011416 | 0.43192 | 0.071955 | 0.5004 | 0.057463 | 0.23172 | 0.16225 | 0.73937
7311 | 1 | 0.00010292 | 0 | 0 | 0.00021382 | 0.00011416 | 0.30738 | 0.070694 | 0.4639 | 0.043462 | 0.23085 | 0.20577 | 0.64691
7312 | 1 | 9.4226e-05 | 0 | 0 | 0.00022322 | 0.00011416 | 0.14473 | 0.069046 | 0.4259 | 0.042367 | 0.23919 | 0.12983 | 0.65188
7313 | 1 | 7.5039e-05 | 5.3526e-05 | 0 | 0.00022322 | 0.00011416 | 0.029398 | 0.080974 | 0.4902 | 0.067933 | 0.26052 | 0.038187 | 0.42803
7314 | 1 | 7.7298e-05 | 9.3143e-05 | 0 | 0.00016448 | 0.00011416 | 0 | 0.10832 | 0.5872 | 0.28975 | 0.2992 | 0.0013174 | 0
7315 | 1 | 0.00010418 | 0.00011251 | 0 | 0.00011748 | 0.00011416 | 0 | 0.13479 | 0.6897 | 0.33297 | 0.30396 | 0.0045725 | 0
7316 | 1 | 0.00010649 | 0.00012761 | 0 | 8.8113e-05 | 0.00011416 | 0 | 0.1474 | 0.7588 | 0.18432 | 0.2802 | 0.062499 | 0
7317 | 1 | 9.4454e-05 | 0.00013939 | 0 | 5.8742e-05 | 0.00011416 | 0 | 0.16437 | 0.7807 | 0.081325 | 0.27167 | 0.091599 | 0
7318 | 1 | 8.071e-05 | 0.00014933 | 0 | 3.7595e-05 | 0.00011416 | 0 | 0.16718 | 0.7627 | 0.12393 | 0.25955 | 0.060161 | 0
7319 | 1 | 8.2318e-05 | 0.00015935 | 0 | 2.3497e-05 | 0.00011416 | 0 | 0.1795 | 0.7269 | 0.13794 | 0.2388 | 0.021325 | 0
7320 | 1 | 8.753e-05 | 0.00016784 | 0 | 9.3987e-06 | 0.00011416 | 0 | 0.18241 | 0.6956 | 0.051984 | 0.22659 | 0.0013373 | 0
7321 | 1 | 7.4069e-05 | 0.00017467 | 0 | 5.8742e-06 | 0.00011416 | 0 | 0.18512 | 0.6766 | 0.046506 | 0.21873 | 0.030472 | 0
7322 | 1 | 6.1837e-05 | 0.00017896 | 0 | 2.3497e-06 | 0.00011416 | 0 | 0.17892 | 0.6669 | 0.042367 | 0.22135 | 0.13818 | 0
7323 | 1 | 5.4646e-05 | 0.00018062 | 0 | 1.1748e-06 | 0.00011416 | 0 | 0.1764 | 0.6569 | 0.094838 | 0.23017 | 0.17455 | 0
7324 | 1 | 4.3351e-05 | 0.00018293 | 0 | 1.4098e-05 | 0.00011416 | 0 | 0.17135 | 0.6519 | 0.034697 | 0.24287 | 0.11084 | 0
7325 | 1 | 4.1477e-05 | 0.00018715 | 0 | 3.7595e-05 | 0.00011416 | 0 | 0.16767 | 0.6766 | 0.056611 | 0.25325 | 0.032701 | 0
7326 | 1 | 5.6217e-05 | 0.00019144 | 0 | 9.3987e-05 | 0.00011416 | 0 | 0.16495 | 0.7204 | 0.18639 | 0.26236 | 0.0012395 | 0
7327 | 1 | 8.6757e-05 | 0.00019453 | 0 | 0.0001821 | 0.00011416 | 0.0082378 | 0.16874 | 0.7657 | 0.30728 | 0.27894 | 0.0033087 | 0
7328 | 1 | 0.00011753 | 0.00018015 | 0 | 0.0001586 | 0.00011416 | 0.05928 | 0.1667 | 0.777 | 0.26418 | 0.2962 | 0.051184 | 0.001872
7329 | 1 | 0.00013318 | 0.0001508 | 0 | 0.00014685 | 0.00011416 | 0.18559 | 0.16583 | 0.6169 | 0.22243 | 0.309 | 0.077965 | 0.0090146
7330 | 1 | 0.00014409 | 0.00012131 | 0 | 0.00016448 | 0.00011416 | 0.31756 | 0.16185 | 0.4786 | 0.18773 | 0.31656 | 0.052679 | 0.033128
7331 | 1 | 0.00015389 | 8.8214e-05 | 0 | 0.00018797 | 0.00011416 | 0.40769 | 0.16389 | 0.6519 | 0.21378 | 0.30589 | 0.019547 | 0.0038109
7332 | 1 | 0.00016362 | 6.0132e-05 | 0 | 0.00020677 | 0.00011416 | 0.43111 | 0.17611 | 0.6932 | 0.24288 | 0.28951 | 0.0013373 | 0
7333 | 1 | 0.00017104 | 3.9372e-05 | 0 | 0.00018797 | 0.00011416 | 0.3967 | 0.19036 | 0.7236 | 0.23947 | 0.29581 | 0.025142 | 0
7334 | 1 | 0.00016943 | 2.7162e-05 | 0 | 0.00019032 | 0.00011416 | 0.30884 | 0.19715 | 0.7657 | 0.25177 | 0.29155 | 0.11662 | 0
7335 | 1 | 0.00016307 | 2.4871e-05 | 0 | 0.00021382 | 0.00011416 | 0.20627 | 0.20132 | 0.7704 | 0.26784 | 0.30696 | 0.14666 | 0
7336 | 1 | 0.0001498 | 4.2665e-05 | 0 | 0.00022322 | 0.00011416 | 0.088031 | 0.21732 | 0.7761 | 0.33382 | 0.31191 | 0.0938 | 0
7337 | 1 | 0.00013318 | 8.7437e-05 | 0 | 0.00022322 | 0.00011416 | 0.018414 | 0.24942 | 0.7932 | 0.41527 | 0.3408 | 0.027767 | 0
7338 | 1 | 0.00013785 | 0.00010854 | 0 | 0.00016448 | 0.00011416 | 0 | 0.29112 | 0.8444 | 0.49963 | 0.36901 | 0.0011648 | 0
7339 | 1 | 0.00016181 | 0.00011675 | 0 | 0.00011748 | 0.00011416 | 0 | 0.3077 | 0.8279 | 0.46664 | 0.35272 | 0.0023023 | 0
7340 | 1 | 0.00015978 | 0.00012407 | 0 | 8.8113e-05 | 0.00011416 | 0 | 0.29558 | 0.7447 | 0.31958 | 0.31898 | 0.041324 | 0
7341 | 1 | 0.00013724 | 0.00012914 | 0 | 5.8742e-05 | 0.00011416 | 0 | 0.29412 | 0.7137 | 0.17933 | 0.29339 | 0.065756 | 0
7342 | 1 | 0.00011634 | 0.0001329 | 0 | 3.7595e-05 | 0.00011416 | 0 | 0.30014 | 0.707 | 0.14171 | 0.28893 | 0.045845 | 0
7343 | 1 | 0.00011601 | 0.00013552 | 0 | 2.3497e-05 | 0.00011416 | 0 | 0.29742 | 0.6932 | 0.14439 | 0.26983 | 0.017871 | 0
7344 | 1 | 0.00011934 | 0.00013802 | 0 | 9.3987e-06 | 0.00011416 | 0 | 0.28384 | 0.6669 | 0.1646 | 0.24724 | 0.0013373 | 0
7345 | 1 | 0.00010266 | 0.00013953 | 0 | 5.8742e-06 | 0.00011416 | 0 | 0.2851 | 0.6582 | 0.1142 | 0.23958 | 0.020473 | 0
7346 | 1 | 8.8647e-05 | 0.00014135 | 0 | 2.3497e-06 | 0.00011416 | 0 | 0.30004 | 0.6262 | 0.13136 | 0.23289 | 0.097428 | 0
7347 | 1 | 7.9926e-05 | 0.00014364 | 0 | 1.1748e-06 | 0.00011416 | 0 | 0.31362 | 0.6366 | 0.11273 | 0.24278 | 0.12191 | 0
7348 | 1 | 6.723e-05 | 0.00014534 | 0 | 1.4098e-05 | 0.00011416 | 0 | 0.30304 | 0.6802 | 0.10604 | 0.24433 | 0.0786 | 0
7349 | 1 | 6.5385e-05 | 0.00014534 | 0 | 3.7595e-05 | 0.00011416 | 0 | 0.30295 | 0.6443 | 0.11919 | 0.24297 | 0.023356 | 0
7350 | 1 | 7.7539e-05 | 0.00014401 | 0 | 9.3987e-05 | 0.00011416 | 0 | 0.31303 | 0.6129 | 0.22364 | 0.25431 | 0.0010931 | 0
7351 | 1 | 0.00010628 | 0.0001444 | 0 | 0.0001821 | 0.00011416 | 0.006461 | 0.30275 | 0.6262 | 0.31799 | 0.27836 | 0.0015239 | 0
7352 | 1 | 0.00013429 | 0.00013718 | 0 | 0.0001586 | 0.00011416 | 0.029074 | 0.27725 | 0.6076 | 0.30302 | 0.29891 | 0.032819 | 0.0019611
7353 | 1 | 0.00014684 | 0.00011632 | 0 | 0.00014685 | 0.00011416 | 0.096107 | 0.26358 | 0.4756 | 0.28062 | 0.30919 | 0.054893 | 0.0018274
7354 | 1 | 0.00015813 | 9.0955e-05 | 0 | 0.00016448 | 0.00011416 | 0.15393 | 0.25815 | 0.3797 | 0.25396 | 0.31045 | 0.039629 | 0.063213
7355 | 1 | 0.00016657 | 6.4427e-05 | 0 | 0.00018797 | 0.00011416 | 0.20384 | 0.2565 | 0.5408 | 0.24787 | 0.30502 | 0.016293 | 0.024971
7356 | 1 | 0.00017343 | 4.5385e-05 | 0 | 0.00020677 | 0.00011416 | 0.23308 | 0.26862 | 0.6417 | 0.27514 | 0.29659 | 0.0013373 | 0
7357 | 1 | 0.00017656 | 3.2377e-05 | 0 | 0.00018797 | 0.00011416 | 0.2284 | 0.27861 | 0.6909 | 0.23314 | 0.29445 | 0.016421 | 0.58865
7358 | 1 | 0.00017228 | 2.3705e-05 | 0 | 0.00019032 | 0.00011416 | 0.19835 | 0.26232 | 0.6404 | 0.2094 | 0.29891 | 0.080465 | 0.82245
7359 | 1 | 0.00016789 | 2.2294e-05 | 0 | 0.00021382 | 0.00011416 | 0.14327 | 0.26455 | 0.5062 | 0.15279 | 0.30192 | 0.10011 | 0.0027077
7360 | 1 | 0.00015546 | 3.837e-05 | 0 | 0.00022322 | 0.00011416 | 0.063318 | 0.24273 | 0.4815 | 0.20355 | 0.3089 | 0.065138 | 0
7361 | 1 | 0.00014111 | 7.6003e-05 | 0 | 0.00022322 | 0.00011416 | 0.015345 | 0.25048 | 0.5593 | 0.23472 | 0.3409 | 0.019439 | 0
7362 | 1 | 0.00014576 | 9.3184e-05 | 0 | 0.00016448 | 0.00011416 | 0 | 0.27861 | 0.5565 | 0.31227 | 0.35621 | 0.0010245 | 0
7363 | 1 | 0.00016594 | 9.6825e-05 | 0 | 0.00011748 | 0.00011416 | 0 | 0.29024 | 0.538 | 0.28001 | 0.33052 | 0.00094438 | 0
7364 | 1 | 0.00016414 | 0.00010069 | 0 | 8.8113e-05 | 0.00011416 | 0 | 0.29984 | 0.5508 | 0.22206 | 0.29106 | 0.02557 | 0
7365 | 1 | 0.0001419 | 0.00010347 | 0 | 5.8742e-05 | 0.00011416 | 0 | 0.29587 | 0.5091 | 0.14074 | 0.25742 | 0.045297 | 0
7366 | 1 | 0.0001224 | 0.00010486 | 0 | 3.7595e-05 | 0.00011416 | 0 | 0.28549 | 0.4961 | 0.17616 | 0.24297 | 0.034002 | 0
7367 | 1 | 0.00012229 | 0.00010435 | 0 | 2.3497e-05 | 0.00011416 | 0 | 0.29238 | 0.5816 | 0.24056 | 0.23919 | 0.014811 | 0
7368 | 1 | 0.00012562 | 0.00010435 | 0 | 9.3987e-06 | 0.00011416 | 0 | 0.30848 | 0.6379 | 0.14767 | 0.23095 | 0.0013373 | 0
7369 | 1 | 0.00010984 | 0.00010449 | 0 | 5.8742e-06 | 0.00011416 | 0 | 0.30993 | 0.6754 | 0.098977 | 0.22397 | 0.012942 | 0
7370 | 1 | 9.5642e-05 | 0.00010404 | 0 | 2.3497e-06 | 0.00011416 | 0 | 0.32331 | 0.6979 | 0.13574 | 0.22397 | 0.065594 | 0
7371 | 1 | 8.7646e-05 | 0.00010341 | 0 | 1.1748e-06 | 0.00011416 | 0 | 0.32554 | 0.707 | 0.10421 | 0.21902 | 0.081082 | 0
7372 | 1 | 7.4367e-05 | 0.00010494 | 0 | 1.4098e-05 | 0.00011416 | 0 | 0.32583 | 0.6826 | 0.096421 | 0.22484 | 0.053309 | 0
7373 | 1 | 7.065e-05 | 0.00010591 | 0 | 3.7595e-05 | 0.00011416 | 0 | 0.31565 | 0.6443 | 0.11517 | 0.22969 | 0.015987 | 0
7374 | 1 | 8.1827e-05 | 0.00010584 | 0 | 9.3987e-05 | 0.00011416 | 0 | 0.30644 | 0.6035 | 0.12844 | 0.242 | 0.00095877 | 0
7375 | 1 | 0.00010954 | 0.00010554 | 0 | 0.0001821 | 0.00011416 | 0.0043612 | 0.28171 | 0.5593 | 0.16131 | 0.25179 | 0.00053427 | 0
7376 | 1 | 0.0001367 | 9.5291e-05 | 0 | 0.0001586 | 0.00011416 | 0.034728 | 0.25175 | 0.5222 | 0.20745 | 0.27429 | 0.019475 | 0.0020503
7377 | 1 | 0.00015142 | 6.9929e-05 | 0 | 0.00014685 | 0.00011416 | 0.1339 | 0.22265 | 0.4157 | 0.16618 | 0.27846 | 0.03689 | 0
7378 | 1 | 0.00016408 | 4.3892e-05 | 0 | 0.00016448 | 0.00011416 | 0.22565 | 0.21509 | 0.3556 | 0.13867 | 0.28961 | 0.028935 | 0
7379 | 1 | 0.00017236 | 1.5953e-05 | 0 | 0.00018797 | 0.00011416 | 0.29204 | 0.22411 | 0.4478 | 0.1075 | 0.29106 | 0.013421 | 0
7380 | 1 | 0.00017805 | 0 | 0 | 0.00020677 | 0.00011416 | 0.32321 | 0.21858 | 0.5579 | 0.16265 | 0.293 | 0.0013373 | 0
7381 | 1 | 0.0001782 | 0 | 0 | 0.00018797 | 0.00011416 | 0.31966 | 0.1924 | 0.6314 | 0.12272 | 0.28563 | 0.010683 | 0
7382 | 1 | 0.00017297 | 0 | 0 | 0.00019032 | 0.00011416 | 0.28008 | 0.17368 | 0.6314 | 0.22011 | 0.2802 | 0.055732 | 0
7383 | 1 | 0.00016843 | 0 | 0 | 0.00021382 | 0.00011416 | 0.199 | 0.14401 | 0.4932 | 0.24008 | 0.27681 | 0.068513 | 0.013706
7384 | 1 | 0.00015596 | 1.4174e-05 | 0 | 0.00022322 | 0.00011416 | 0.092715 | 0.11957 | 0.3225 | 0.2055 | 0.28679 | 0.045444 | 0.15094
7385 | 1 | 0.00014155 | 5.1174e-05 | 0 | 0.00022322 | 0.00011416 | 0.020191 | 0.11036 | 0.3225 | 0.26857 | 0.32102 | 0.013684 | 0
7386 | 1 | 0.00014485 | 7.0768e-05 | 0 | 0.00016448 | 0.00011416 | 0 | 0.11268 | 0.407 | 0.34965 | 0.36523 | 0.00091137 | 0
7387 | 1 | 0.00016725 | 7.8519e-05 | 0 | 0.00011748 | 0.00011416 | 0 | 0.11947 | 0.5565 | 0.35975 | 0.36814 | 0.00032027 | 0
7388 | 1 | 0.00016465 | 8.4819e-05 | 0 | 8.8113e-05 | 0.00011416 | 0 | 0.1218 | 0.6519 | 0.18688 | 0.32771 | 0.015602 | 0
7389 | 1 | 0.00014111 | 9.1548e-05 | 0 | 5.8742e-05 | 0.00011416 | 0 | 0.1249 | 0.6353 | 0.19601 | 0.29581 | 0.031318 | 0
7390 | 1 | 0.00011957 | 9.75e-05 | 0 | 3.7595e-05 | 0.00011416 | 0 | 0.12616 | 0.6235 | 0.19308 | 0.28747 | 0.025484 | 0
7391 | 1 | 0.0001191 | 0.00010359 | 0 | 2.3497e-05 | 0.00011416 | 0 | 0.12936 | 0.6248 | 0.18822 | 0.28408 | 0.012438 | 0
7392 | 1 | 0.00012203 | 0.0001102 | 0 | 9.3987e-06 | 0.00011416 | 0 | 0.13276 | 0.6557 | 0.10993 | 0.26275 | 0.0013373 | 0
7393 | 1 | 0.00010492 | 0.00011589 | 0 | 5.8742e-06 | 0.00011416 | 0 | 0.1345 | 0.6632 | 0.058315 | 0.2484 | 0.0099928 | 0
7394 | 1 | 8.9574e-05 | 0.00012067 | 0 | 2.3497e-06 | 0.00011416 | 0 | 0.13101 | 0.6519 | 0.045045 | 0.24035 | 0.052679 | 0
7395 | 1 | 8.1426e-05 | 0.00012448 | 0 | 1.1748e-06 | 0.00011416 | 0 | 0.13712 | 0.6404 | 0.040541 | 0.24578 | 0.064631 | 0
7396 | 1 | 6.8494e-05 | 0.00012677 | 0 | 1.4098e-05 | 0.00011416 | 0 | 0.14934 | 0.6644 | 0.020818 | 0.24113 | 0.043006 | 0
7397 | 1 | 6.4465e-05 | 0.00012781 | 0 | 3.7595e-05 | 0.00011416 | 0 | 0.15361 | 0.6262 | 0.031166 | 0.24287 | 0.012969 | 0
7398 | 1 | 7.5889e-05 | 0.00013008 | 0 | 9.3987e-05 | 0.00011416 | 0 | 0.16583 | 0.6129 | 0.1394 | 0.25364 | 0.00089592 | 0
7399 | 1 | 0.00010306 | 0.0001344 | 0 | 0.0001821 | 0.00011416 | 0.0061379 | 0.18289 | 0.583 | 0.27952 | 0.27409 | 0.00026432 | 0
7400 | 1 | 0.00013161 | 0.00012235 | 0 | 0.0001586 | 0.00011416 | 0.053788 | 0.19948 | 0.5885 | 0.2609 | 0.29969 | 0.014435 | 0.0021506
7401 | 1 | 0.00014445 | 8.9502e-05 | 0 | 0.00014685 | 0.00011416 | 0.17429 | 0.19007 | 0.4975 | 0.18809 | 0.30512 | 0.029594 | 0.071771
7402 | 1 | 0.00015479 | 5.371e-05 | 0 | 0.00016448 | 0.00011416 | 0.30431 | 0.16883 | 0.3926 | 0.19211 | 0.3056 | 0.024398 | 0.41732
7403 | 1 | 0.00016493 | 1.3294e-05 | 0 | 0.00018797 | 0.00011416 | 0.37005 | 0.15894 | 0.4405 | 0.18968 | 0.30211 | 0.012122 | 0.70477
7404 | 1 | 0.00017 | 0 | 0 | 0.00020677 | 0.00011416 | 0.3959 | 0.1666 | 0.5437 | 0.18164 | 0.29736 | 0.0013373 | 0.8347
7405 | 1 | 0.00016973 | 0 | 0 | 0.00018797 | 0.00011416 | 0.35277 | 0.17543 | 0.6557 | 0.18712 | 0.28456 | 0.0099928 | 0.88448
7406 | 1 | 0.00016461 | 0 | 0 | 0.00019032 | 0.00011416 | 0.26926 | 0.18115 | 0.6494 | 0.1747 | 0.27797 | 0.052679 | 0.60302
7407 | 1 | 0.00016061 | 0 | 0 | 0.00021382 | 0.00011416 | 0.17315 | 0.19133 | 0.6619 | 0.19978 | 0.27875 | 0.064631 | 0.76481
7408 | 1 | 0.00015312 | 1.1658e-06 | 0 | 0.00022322 | 0.00011416 | 0.067679 | 0.20403 | 0.7549 | 0.24617 | 0.28641 | 0.043006 | 0.42
7409 | 1 | 0.00014348 | 2.7468e-05 | 0 | 0.00022322 | 0.00011416 | 0.015345 | 0.21625 | 0.8821 | 0.34502 | 0.32354 | 0.012969 | 0.19985
7410 | 1 | 0.00014967 | 4.2808e-05 | 0 | 0.00016448 | 0.00011416 | 0 | 0.23642 | 0.8766 | 0.4289 | 0.36562 | 0.00089592 | 0
7411 | 1 | 0.00017034 | 5.2073e-05 | 0 | 0.00011748 | 0.00011416 | 0 | 0.26338 | 0.8388 | 0.46056 | 0.36921 | 0.00026432 | 0
7412 | 1 | 0.00016634 | 5.8823e-05 | 0 | 8.8113e-05 | 0.00011416 | 0 | 0.28113 | 0.8092 | 0.27721 | 0.33469 | 0.014435 | 0
7413 | 1 | 0.00014406 | 6.4448e-05 | 0 | 5.8742e-05 | 0.00011416 | 0 | 0.30246 | 0.7647 | 0.13927 | 0.28961 | 0.029594 | 0
7414 | 1 | 0.00012436 | 6.8109e-05 | 0 | 3.7595e-05 | 0.00011416 | 0 | 0.27744 | 0.6826 | 0.14536 | 0.27419 | 0.024398 | 0
7415 | 1 | 0.00012389 | 7.0215e-05 | 0 | 2.3497e-05 | 0.00011416 | 0 | 0.26086 | 0.6826 | 0.18529 | 0.27099 | 0.012122 | 0
7416 | 1 | 0.00012763 | 7.3058e-05 | 0 | 9.3987e-06 | 0.00011416 | 0 | 0.25301 | 0.5926 | 0.1271 | 0.25199 | 0.0013373 | 0
7417 | 1 | 0.00011072 | 7.6003e-05 | 0 | 5.8742e-06 | 0.00011416 | 0 | 0.23555 | 0.5294 | 0.065985 | 0.23628 | 0.010683 | 0
7418 | 1 | 9.6211e-05 | 7.8887e-05 | 0 | 2.3497e-06 | 0.00011416 | 0 | 0.21877 | 0.5607 | 0.044923 | 0.22804 | 0.055732 | 0
7419 | 1 | 8.6172e-05 | 8.3694e-05 | 0 | 1.1748e-06 | 0.00011416 | 0 | 0.20258 | 0.6049 | 0.032871 | 0.23395 | 0.068513 | 0
7420 | 1 | 7.2675e-05 | 8.803e-05 | 0 | 1.4098e-05 | 0.00011416 | 0 | 0.19356 | 0.6607 | 0.04541 | 0.2387 | 0.045444 | 0
7421 | 1 | 6.8604e-05 | 9.2345e-05 | 0 | 3.7595e-05 | 0.00011416 | 0 | 0.19831 | 0.6656 | 0.068663 | 0.23764 | 0.013684 | 0
7422 | 1 | 7.9551e-05 | 9.615e-05 | 0 | 9.3987e-05 | 0.00011416 | 0 | 0.20025 | 0.6944 | 0.16849 | 0.24821 | 0.00091137 | 0
7423 | 1 | 0.00010593 | 9.7827e-05 | 0 | 0.0001821 | 0.00011416 | 0.0053303 | 0.21005 | 0.7225 | 0.3522 | 0.28553 | 0.00032027 | 0
7424 | 1 | 0.00013433 | 8.398e-05 | 0 | 0.0001586 | 0.00011416 | 0.046196 | 0.21732 | 0.7588 | 0.28914 | 0.31065 | 0.015602 | 0.0022731
7425 | 1 | 0.00014893 | 5.1542e-05 | 0 | 0.00014685 | 0.00011416 | 0.14521 | 0.22314 | 0.7375 | 0.26309 | 0.32005 | 0.031318 | 0.18994
7426 | 1 | 0.00015897 | 2.2723e-05 | 0 | 0.00016448 | 0.00011416 | 0.25569 | 0.24253 | 0.7343 | 0.21074 | 0.31443 | 0.025484 | 0.44456
7427 | 1 | 0.00016419 | 0 | 0 | 0.00018797 | 0.00011416 | 0.32515 | 0.2627 | 0.7171 | 0.19479 | 0.30551 | 0.012438 | 0.59833
7428 | 1 | 0.00016474 | 0 | 0 | 0.00020677 | 0.00011416 | 0.36812 | 0.27017 | 0.7093 | 0.173 | 0.27002 | 0.0013373 | 0.45027
7429 | 1 | 0.00016569 | 0 | 0 | 0.00018797 | 0.00011416 | 0.3686 | 0.27463 | 0.7204 | 0.15133 | 0.25945 | 0.01376 | 0.80138
7430 | 1 | 0.00016005 | 0 | 0 | 0.00019032 | 0.00011416 | 0.31255 | 0.27066 | 0.7914 | 0.15035 | 0.25499 | 0.069123 | 0.80767
7431 | 1 | 0.00015457 | 0 | 0 | 0.00021382 | 0.00011416 | 0.21628 | 0.27929 | 0.7488 | 0.11456 | 0.25431 | 0.08559 | 0.8041
7432 | 1 | 0.00014698 | 0 | 0 | 0.00022322 | 0.00011416 | 0.096269 | 0.28394 | 0.6885 | 0.15559 | 0.2613 | 0.056119 | 0.54241
7433 | 1 | 0.00014312 | 0 | 0 | 0.00022322 | 0.00011416 | 0.018575 | 0.29151 | 0.6669 | 0.27404 | 0.27981 | 0.016808 | 0.19233
7434 | 1 | 0.00015029 | 1.0533e-05 | 0 | 0.00016448 | 0.00011416 | 0 | 0.2917 | 0.6802 | 0.3477 | 0.32325 | 0.00097493 | 0
7435 | 1 | 0.00016664 | 1.7733e-05 | 0 | 0.00011748 | 0.00011416 | 0 | 0.28986 | 0.6544 | 0.30679 | 0.3311 | 0.00062252 | 0
7436 | 1 | 0.00016244 | 2.5096e-05 | 0 | 8.8113e-05 | 0.00011416 | 0 | 0.279 | 0.643 | 0.14731 | 0.29649 | 0.020896 | 0
7437 | 1 | 0.00014213 | 3.2357e-05 | 0 | 5.8742e-05 | 0.00011416 | 0 | 0.25039 | 0.6182 | 0.086803 | 0.27419 | 0.038885 | 0
7438 | 1 | 0.00012454 | 3.7838e-05 | 0 | 3.7595e-05 | 0.00011416 | 0 | 0.23681 | 0.5294 | 0.13221 | 0.26857 | 0.030151 | 0
7439 | 1 | 0.00012461 | 4.1867e-05 | 0 | 2.3497e-05 | 0.00011416 | 0 | 0.22692 | 0.5536 | 0.15644 | 0.25897 | 0.01376 | 0
7440 | 1 | 0.00012843 | 4.5631e-05 | 0 | 9.3987e-06 | 0.00011416 | 0 | 0.21257 | 0.4712 | 0.038836 | 0.22988 | 0.0013373 | 0
7441 | 1 | 0.00010969 | 5.0212e-05 | 0 | 5.8742e-06 | 0.00011416 | 0 | 0.18745 | 0.3883 | 0.03494 | 0.22261 | 0.018372 | 0
7442 | 1 | 9.3307e-05 | 5.4998e-05 | 0 | 2.3497e-06 | 0.00011416 | 0 | 0.1698 | 0.3612 | 0.039445 | 0.22319 | 0.088676 | 0
7443 | 1 | 8.166e-05 | 5.8496e-05 | 0 | 1.1748e-06 | 0.00011416 | 0 | 0.16311 | 0.4114 | 0.030192 | 0.22309 | 0.11065 | 0
7444 | 1 | 6.6621e-05 | 6.1318e-05 | 0 | 1.4098e-05 | 0.00011416 | 0 | 0.15341 | 0.5135 | 0.027514 | 0.22309 | 0.071659 | 0
7445 | 1 | 5.9482e-05 | 6.6288e-05 | 0 | 3.7595e-05 | 0.00011416 | 0 | 0.157 | 0.5465 | 0.031653 | 0.22329 | 0.021338 | 0
7446 | 1 | 6.0303e-05 | 7.1258e-05 | 0 | 9.3987e-05 | 0.00011416 | 0 | 0.16282 | 0.634 | 0.056976 | 0.23075 | 0.0010584 | 0
7447 | 1 | 6.9248e-05 | 7.3917e-05 | 0 | 0.0001821 | 0.00011416 | 0.0054918 | 0.1795 | 0.6301 | 0.095447 | 0.24016 | 0.0012111 | 0
7448 | 1 | 8.0825e-05 | 6.3773e-05 | 0 | 0.0001586 | 0.00011416 | 0.049911 | 0.18997 | 0.6142 | 0.14743 | 0.26372 | 0.029044 | 0.0023957
7449 | 1 | 9.7084e-05 | 3.4197e-05 | 0 | 0.00014685 | 0.00011416 | 0.17542 | 0.18958 | 0.5465 | 0.21183 | 0.28107 | 0.049941 | 0
7450 | 1 | 0.00011533 | 4.1315e-06 | 0 | 0.00016448 | 0.00011416 | 0.30706 | 0.17514 | 0.4786 | 0.18602 | 0.29872 | 0.036744 | 0.4607
7451 | 1 | 0.00011923 | 0 | 0 | 0.00018797 | 0.00011416 | 0.39041 | 0.17388 | 0.4566 | 0.16484 | 0.30047 | 0.01554 | 0.59328
7452 | 1 | 0.00012117 | 0 | 0 | 0.00020677 | 0.00011416 | 0.42497 | 0.19851 | 0.6262 | 0.14147 | 0.29029 | 0.0013373 | 0.78088
7453 | 1 | 0.00012906 | 0 | 0 | 0.00018797 | 0.00011416 | 0.41722 | 0.21402 | 0.7385 | 0.074629 | 0.2676 | 0.025142 | 0.21178
7454 | 1 | 0.00012179 | 0 | 0 | 0.00019032 | 0.00011416 | 0.36036 | 0.21606 | 0.7559 | 0.03774 | 0.26353 | 0.11662 | 0.16485
7455 | 1 | 0.00011256 | 0 | 0 | 0.00021382 | 0.00011416 | 0.25424 | 0.20316 | 0.7047 | 0.040906 | 0.25199 | 0.14666 | 0
7456 | 1 | 0.00010403 | 0 | 0 | 0.00022322 | 0.00011416 | 0.10806 | 0.19657 | 0.5236 | 0.045897 | 0.24491 | 0.0938 | 0.45137
7457 | 1 | 0.00010027 | 0 | 0 | 0.00022322 | 0.00011416 | 0.019221 | 0.21111 | 0.3556 | 0.091551 | 0.25839 | 0.027767 | 0
7458 | 1 | 0.00010808 | 1.6649e-05 | 0 | 0.00016448 | 0.00011416 | 0 | 0.23303 | 0.2802 | 0.22717 | 0.31336 | 0.0011648 | 0
7459 | 1 | 0.00012801 | 3.0393e-05 | 0 | 0.00011748 | 0.00011416 | 0 | 0.22479 | 0.1672 | 0.21196 | 0.30754 | 0.0023023 | 0
7460 | 1 | 0.00012538 | 4.2461e-05 | 0 | 8.8113e-05 | 0.00011416 | 0 | 0.19346 | 0.0944 | 0.1316 | 0.2834 | 0.041324 | 0
7461 | 1 | 0.00010791 | 5.3055e-05 | 0 | 5.8742e-05 | 0.00011416 | 0 | 0.15002 | 0.061 | 0.066594 | 0.26818 | 0.065756 | 0
7462 | 1 | 9.286e-05 | 6.3711e-05 | 0 | 3.7595e-05 | 0.00011416 | 0 | 0.11618 | 0.0375 | 0.12953 | 0.27186 | 0.045845 | 0
7463 | 1 | 9.6229e-05 | 7.4429e-05 | 0 | 2.3497e-05 | 0.00011416 | 0 | 0.10454 | 0.0137 | 0.16594 | 0.27632 | 0.017871 | 0
7464 | 1 | 0.00010381 | 8.1546e-05 | 0 | 9.3987e-06 | 0.00011416 | 0 | 0.075737 | 0.0125 | 0.095934 | 0.22213 | 0.0013373 | 0
7465 | 1 | 8.8905e-05 | 8.7478e-05 | 0 | 5.8742e-06 | 0.00011416 | 0 | 0.051202 | 0.093 | 0.042732 | 0.20942 | 0.03493 | 0
7466 | 1 | 7.4478e-05 | 9.208e-05 | 0 | 2.3497e-06 | 0.00011416 | 0 | 0.041214 | 0.2467 | 0.012053 | 0.20409 | 0.15599 | 0
7467 | 1 | 6.3832e-05 | 9.6007e-05 | 0 | 1.1748e-06 | 0.00011416 | 0 | 0.044123 | 0.3897 | 0.013879 | 0.19944 | 0.19764 | 0
7468 | 1 | 4.8857e-05 | 9.9484e-05 | 0 | 1.4098e-05 | 0.00011416 | 0 | 0.05673 | 0.4888 | 0.0069394 | 0.20128 | 0.1249 | 0
7469 | 1 | 4.0495e-05 | 0.00010325 | 0 | 3.7595e-05 | 0.00011416 | 0 | 0.072537 | 0.5565 | 0.012783 | 0.20118 | 0.036762 | 0
7470 | 1 | 4.0214e-05 | 0.0001048 | 0 | 9.3987e-05 | 0.00011416 | 0 | 0.099496 | 0.5747 | 0.012783 | 0.19779 | 0.0012976 | 0
7471 | 1 | 4.4488e-05 | 0.00010505 | 0 | 0.0001821 | 0.00011416 | 0.0048457 | 0.13809 | 0.5803 | 0.036158 | 0.20477 | 0.0042308 | 0
7472 | 1 | 5.0902e-05 | 9.3266e-05 | 0 | 0.0001586 | 0.00011416 | 0.044258 | 0.17572 | 0.583 | 0.055028 | 0.21272 | 0.059529 | 0.0025406
7473 | 1 | 6.8828e-05 | 5.2687e-05 | 0 | 0.00014685 | 0.00011416 | 0.16298 | 0.19802 | 0.4566 | 0.07889 | 0.22416 | 0.088053 | 0.16841
7474 | 1 | 9.0062e-05 | 1.8899e-05 | 0 | 0.00016448 | 0.00011416 | 0.29026 | 0.19511 | 0.3024 | 0.089481 | 0.2485 | 0.058228 | 0.37545
7475 | 1 | 0.00010425 | 0 | 0 | 0.00018797 | 0.00011416 | 0.37684 | 0.19453 | 0.4056 | 0.099951 | 0.26265 | 0.020871 | 0.56609
7476 | 1 | 0.00010935 | 0 | 0 | 0.00020677 | 0.00011416 | 0.42174 | 0.20733 | 0.6288 | 0.13428 | 0.25722 | 0.0013373 | 0.7616
7477 | 1 | 0.00011832 | 0 | 0 | 0.00018797 | 0.00011416 | 0.42206 | 0.2181 | 0.7478 | 0.06562 | 0.23095 | 0.045108 | 0.82234
7478 | 1 | 0.00010888 | 0 | 0 | 0.00019032 | 0.00011416 | 0.36198 | 0.23157 | 0.7269 | 0.031653 | 0.21999 | 0.19607 | 0.84584
7479 | 1 | 9.6809e-05 | 0 | 0 | 0.00021382 | 0.00011416 | 0.24988 | 0.23284 | 0.6222 | 0.018018 | 0.20991 | 0.24976 | 0.7675
7480 | 1 | 8.7524e-05 | 0 | 0 | 0.00022322 | 0.00011416 | 0.10596 | 0.24864 | 0.4961 | 0.065133 | 0.2102 | 0.15647 | 0.65011
7481 | 1 | 8.3009e-05 | 2.9861e-06 | 0 | 0.00022322 | 0.00011416 | 0.017929 | 0.29044 | 0.525 | 0.082664 | 0.23279 | 0.045866 | 0
7482 | 1 | 9.148e-05 | 2.3541e-05 | 0 | 0.00016448 | 0.00011416 | 0 | 0.36026 | 0.6582 | 0.2279 | 0.28437 | 0.0014192 | 0
7483 | 1 | 0.00011667 | 3.2664e-05 | 0 | 0.00011748 | 0.00011416 | 0 | 0.41651 | 0.6766 | 0.13514 | 0.26217 | 0.0065588 | 0
7484 | 1 | 0.00011953 | 4.1929e-05 | 0 | 8.8113e-05 | 0.00011416 | 0 | 0.43018 | 0.6897 | 0.06842 | 0.23851 | 0.078843 | 0
7485 | 1 | 0.00010733 | 4.9824e-05 | 0 | 5.8742e-05 | 0.00011416 | 0 | 0.42426 | 0.7225 | 0.042854 | 0.22978 | 0.11077 | 0
7486 | 1 | 9.4163e-05 | 5.6389e-05 | 0 | 3.7595e-05 | 0.00011416 | 0 | 0.41146 | 0.6619 | 0.028366 | 0.23696 | 0.070468 | 0
7487 | 1 | 9.6038e-05 | 6.23e-05 | 0 | 2.3497e-05 | 0.00011416 | 0 | 0.39983 | 0.6956 | 0.021914 | 0.23192 | 0.023696 | 0
7488 | 1 | 0.00010293 | 6.7904e-05 | 0 | 9.3987e-06 | 0.00011416 | 0 | 0.37626 | 0.7036 | 0.019722 | 0.21737 | 0.0013373 | 0
7489 | 1 | 8.7984e-05 | 7.3263e-05 | 0 | 5.8742e-06 | 0.00011416 | 0 | 0.36152 | 0.6862 | 0.012783 | 0.20351 | 0.059277 | 0
7490 | 1 | 7.3992e-05 | 7.8172e-05 | 0 | 2.3497e-06 | 0.00011416 | 0 | 0.34824 | 0.6417 | 0.0032871 | 0.1944 | 0.25088 | 0
7491 | 1 | 6.4553e-05 | 8.3857e-05 | 0 | 1.1748e-06 | 0.00011416 | 0 | 0.33553 | 0.5816 | 0.0021914 | 0.19081 | 0.32128 | 0
7492 | 1 | 5.0537e-05 | 9.1814e-05 | 0 | 1.4098e-05 | 0.00011416 | 0 | 0.30692 | 0.5178 | 0.0032871 | 0.19158 | 0.19955 | 0
7493 | 1 | 4.6773e-05 | 9.8522e-05 | 0 | 3.7595e-05 | 0.00011416 | 0 | 0.279 | 0.4975 | 0.0082785 | 0.18965 | 0.058253 | 0
7494 | 1 | 5.8783e-05 | 0.00010269 | 0 | 9.3987e-05 | 0.00011416 | 0 | 0.26998 | 0.5279 | 0.036645 | 0.1976 | 0.0015704 | 0
7495 | 1 | 8.6622e-05 | 0.00010558 | 0 | 0.0001821 | 0.00011416 | 0.0051688 | 0.28103 | 0.5536 | 0.066715 | 0.23105 | 0.010201 | 0
7496 | 1 | 0.00011615 | 9.7254e-05 | 0 | 0.0001586 | 0.00011416 | 0.03602 | 0.29888 | 0.5565 | 0.090699 | 0.2324 | 0.10618 | 0.0027189
7497 | 1 | 0.0001317 | 6.6329e-05 | 0 | 0.00014685 | 0.00011416 | 0.11807 | 0.29044 | 0.4873 | 0.099586 | 0.24346 | 0.14184 | 0.030208
7498 | 1 | 0.00014425 | 3.5629e-05 | 0 | 0.00016448 | 0.00011416 | 0.22403 | 0.3206 | 0.4186 | 0.080838 | 0.2581 | 0.086783 | 0.0098726
7499 | 1 | 0.00015268 | 7.2404e-06 | 0 | 0.00018797 | 0.00011416 | 0.31045 | 0.37403 | 0.4464 | 0.069759 | 0.25907 | 0.0273 | 0
7500 | 1 | 0.00015566 | 0 | 0 | 0.00020677 | 0.00011416 | 0.35584 | 0.40855 | 0.4201 | 0.061602 | 0.2485 | 0.0013373 | 0
7501 | 1 | 0.00015628 | 0 | 0 | 0.00018797 | 0.00011416 | 0.38023 | 0.42349 | 0.4727 | 0.043828 | 0.22368 | 0.073557 | 0
7502 | 1 | 0.00015106 | 0 | 0 | 0.00019032 | 0.00011416 | 0.3497 | 0.38799 | 0.5422 | 0.041636 | 0.20739 | 0.30527 | 0.0049251
7503 | 1 | 0.00014652 | 0 | 0 | 0.00021382 | 0.00011416 | 0.24859 | 0.36162 | 0.5816 | 0.039445 | 0.20467 | 0.39249 | 0
7504 | 1 | 0.00013736 | 5.5632e-06 | 0 | 0.00022322 | 0.00011416 | 0.10225 | 0.30188 | 0.5967 | 0.081812 | 0.2101 | 0.24223 | 0.016157
7505 | 1 | 0.00012159 | 4.786e-05 | 0 | 0.00022322 | 0.00011416 | 0.016799 | 0.28675 | 0.6049 | 0.18055 | 0.23454 | 0.070496 | 0
7506 | 1 | 0.00012783 | 7.1483e-05 | 0 | 0.00016448 | 0.00011416 | 0 | 0.31594 | 0.6544 | 0.23813 | 0.2676 | 0.0017082 | 0
7507 | 1 | 0.00014918 | 8.1833e-05 | 0 | 0.00011748 | 0.00011416 | 0 | 0.3431 | 0.6681 | 0.19576 | 0.27438 | 0.01423 | 0
7508 | 1 | 0.00014678 | 9.1773e-05 | 0 | 8.8113e-05 | 0.00011416 | 0 | 0.35648 | 0.6742 | 0.11882 | 0.24559 | 0.13412 | 0
7509 | 1 | 0.00012356 | 0.00010067 | 0 | 5.8742e-05 | 0.00011416 | 0 | 0.36201 | 0.679 | 0.057463 | 0.22242 | 0.17269 | 0
7510 | 1 | 0.00010296 | 0.00010863 | 0 | 3.7595e-05 | 0.00011416 | 0 | 0.36453 | 0.6481 | 0.09569 | 0.23434 | 0.10263 | 0
7511 | 1 | 0.00010161 | 0.00011542 | 0 | 2.3497e-05 | 0.00011416 | 0 | 0.36094 | 0.6076 | 0.12613 | 0.23609 | 0.030666 | 0
7512 | 1 | 0.00010517 | 0.00012135 | 0 | 9.3987e-06 | 0.00011416 | 0 | 0.34436 | 0.5747 | 0.10446 | 0.22765 | 0.0013373 | 0
7513 | 1 | 8.8065e-05 | 0.00012687 | 0 | 5.8742e-06 | 0.00011416 | 0 | 0.32583 | 0.5207 | 0.092525 | 0.21379 | 0.089964 | 0
7514 | 1 | 7.3114e-05 | 0.00013202 | 0 | 2.3497e-06 | 0.00011416 | 0 | 0.31875 | 0.4727 | 0.062089 | 0.19818 | 0.36702 | 0
7515 | 1 | 6.5111e-05 | 0.00013618 | 0 | 1.1748e-06 | 0.00011416 | 0 | 0.29975 | 0.4332 | 0.039445 | 0.19217 | 0.47351 | 0
7516 | 1 | 5.291e-05 | 0.0001407 | 0 | 1.4098e-05 | 0.00011416 | 0 | 0.28714 | 0.4464 | 0.020453 | 0.19449 | 0.2906 | 0
7517 | 1 | 4.9107e-05 | 0.00014479 | 0 | 3.7595e-05 | 0.00011416 | 0 | 0.28123 | 0.4669 | 0.040297 | 0.19507 | 0.084345 | 0
7518 | 1 | 5.9671e-05 | 0.00014828 | 0 | 9.3987e-05 | 0.00011416 | 0 | 0.26435 | 0.4581 | 0.082299 | 0.22106 | 0.0018538 | 0
7519 | 1 | 8.7005e-05 | 0.00015098 | 0 | 0.0001821 | 0.00011416 | 0.0061379 | 0.25524 | 0.4405 | 0.16581 | 0.25325 | 0.019201 | 0
7520 | 1 | 0.0001174 | 0.00014094 | 0 | 0.0001586 | 0.00011416 | 0.036505 | 0.22973 | 0.3983 | 0.20757 | 0.25945 | 0.16657 | 0
7521 | 1 | 0.00013405 | 0.00010586 | 0 | 0.00014685 | 0.00011416 | 0.1297 | 0.20142 | 0.3293 | 0.24848 | 0.27235 | 0.20773 | 0.0389
7522 | 1 | 0.00014639 | 7.3099e-05 | 0 | 0.00016448 | 0.00011416 | 0.23082 | 0.17669 | 0.2221 | 0.21415 | 0.26731 | 0.12029 | 0.047892
7523 | 1 | 0.0001547 | 4.0865e-05 | 0 | 0.00018797 | 0.00011416 | 0.31207 | 0.16544 | 0.2739 | 0.21597 | 0.26546 | 0.034298 | 0.036593
7524 | 1 | 0.00016268 | 1.6342e-05 | 0 | 0.00020677 | 0.00011416 | 0.36698 | 0.16447 | 0.317 | 0.19442 | 0.25965 | 0.0013373 | 0.046577
7525 | 1 | 0.00016685 | 7.5676e-07 | 0 | 0.00018797 | 0.00011416 | 0.36182 | 0.15254 | 0.3697 | 0.086194 | 0.24617 | 0.10537 | 0.020302
7526 | 1 | 0.0001611 | 0 | 0 | 0.00019032 | 0.00011416 | 0.31837 | 0.14236 | 0.4128 | 0.070733 | 0.242 | 0.42441 | 0.049719
7527 | 1 | 0.00015539 | 1.6771e-06 | 0 | 0.00021382 | 0.00011416 | 0.225 | 0.13877 | 0.4288 | 0.063063 | 0.23318 | 0.54899 | 0.0029306
7528 | 1 | 0.00013917 | 2.9473e-05 | 0 | 0.00022322 | 0.00011416 | 0.092715 | 0.12888 | 0.3711 | 0.10421 | 0.22164 | 0.33552 | 0.037028
7529 | 1 | 0.00012133 | 8.1526e-05 | 0 | 0.00022322 | 0.00011416 | 0.016799 | 0.12548 | 0.3472 | 0.26601 | 0.25742 | 0.097183 | 0
7530 | 1 | 0.00012672 | 0.00010664 | 0 | 0.00016448 | 0.00011416 | 0 | 0.12636 | 0.3334 | 0.37436 | 0.30463 | 0.0019813 | 0
7531 | 1 | 0.00014362 | 0.00011985 | 0 | 0.00011748 | 0.00011416 | 0 | 0.12936 | 0.2958 | 0.32919 | 0.29862 | 0.024135 | 0
7532 | 1 | 0.00014059 | 0.000131 | 0 | 8.8113e-05 | 0.00011416 | 0 | 0.13993 | 0.2688 | 0.17336 | 0.26168 | 0.1973 | 0
7533 | 1 | 0.00011817 | 0.00014109 | 0 | 5.8742e-05 | 0.00011416 | 0 | 0.13673 | 0.2419 | 0.061115 | 0.23279 | 0.24031 | 0
7534 | 1 | 9.7925e-05 | 0.00014892 | 0 | 3.7595e-05 | 0.00011416 | 0 | 0.12694 | 0.2256 | 0.074629 | 0.24404 | 0.13647 | 0
7535 | 1 | 9.9191e-05 | 0.00015495 | 0 | 2.3497e-05 | 0.00011416 | 0 | 0.12277 | 0.2313 | 0.082299 | 0.24607 | 0.037535 | 0
7536 | 1 | 0.00010314 | 0.00015949 | 0 | 9.3987e-06 | 0.00011416 | 0 | 0.11957 | 0.2577 | 0.071098 | 0.226 | 0.0013373 | 0
7537 | 1 | 8.6218e-05 | 0.00016279 | 0 | 5.8742e-06 | 0.00011416 | 0 | 0.11288 | 0.2802 | 0.079985 | 0.22484 | 0.11888 | 0
7538 | 1 | 7.1724e-05 | 0.00016467 | 0 | 2.3497e-06 | 0.00011416 | 0 | 0.11133 | 0.309 | 0.084612 | 0.21805 | 0.47442 | 0
7539 | 1 | 6.3075e-05 | 0.00016424 | 0 | 1.1748e-06 | 0.00011416 | 0 | 0.10764 | 0.343 | 0.093864 | 0.20477 | 0.61484 | 0
7540 | 1 | 4.9835e-05 | 0.00016364 | 0 | 1.4098e-05 | 0.00011416 | 0 | 0.10221 | 0.364 | 0.055515 | 0.20235 | 0.37461 | 0
7541 | 1 | 4.2887e-05 | 0.00016526 | 0 | 3.7595e-05 | 0.00011416 | 0 | 0.099593 | 0.3955 | 0.038471 | 0.19973 | 0.10834 | 0
7542 | 1 | 4.3724e-05 | 0.00016757 | 0 | 9.3987e-05 | 0.00011416 | 0 | 0.097168 | 0.4259 | 0.036888 | 0.19537 | 0.0020875 | 0
7543 | 1 | 5.1212e-05 | 0.00016806 | 0 | 0.0001821 | 0.00011416 | 0.0053303 | 0.097556 | 0.4537 | 0.057098 | 0.19701 | 0.02864 | 0
7544 | 1 | 6.0588e-05 | 0.00015876 | 0 | 0.0001586 | 0.00011416 | 0.035697 | 0.09358 | 0.4727 | 0.048454 | 0.19992 | 0.22445 | 0
7545 | 1 | 7.5515e-05 | 0.00012718 | 0 | 0.00014685 | 0.00011416 | 0.13003 | 0.082525 | 0.423 | 0.076333 | 0.2102 | 0.2687 | 0.0062511
7546 | 1 | 9.4892e-05 | 9.6988e-05 | 0 | 0.00016448 | 0.00011416 | 0.23696 | 0.074185 | 0.3697 | 0.080472 | 0.22901 | 0.15041 | 0.0060506
7547 | 1 | 0.0001115 | 6.2034e-05 | 0 | 0.00018797 | 0.00011416 | 0.31449 | 0.076125 | 0.3542 | 0.12418 | 0.23861 | 0.040267 | 0.0061509
7548 | 1 | 0.00012353 | 3.2766e-05 | 0 | 0.00020677 | 0.00011416 | 0.36747 | 0.082234 | 0.364 | 0.16764 | 0.24559 | 0.0013373 | 0.023456
7549 | 1 | 0.00013723 | 1.5033e-05 | 0 | 0.00018797 | 0.00011416 | 0.38314 | 0.088247 | 0.3612 | 0.088751 | 0.23657 | 0.12606 | 0.39763
7550 | 1 | 0.00012958 | 8.6516e-06 | 0 | 0.00019032 | 0.00011416 | 0.33823 | 0.081749 | 0.3265 | 0.071829 | 0.21524 | 0.50083 | 0.77192
7551 | 1 | 0.00011554 | 1.3294e-05 | 0 | 0.00021382 | 0.00011416 | 0.23098 | 0.079034 | 0.279 | 0.057341 | 0.19634 | 0.64965 | 0.69816
7552 | 1 | 9.9388e-05 | 3.6959e-05 | 0 | 0.00022322 | 0.00011416 | 0.094169 | 0.067009 | 0.2372 | 0.086194 | 0.2038 | 0.39524 | 0.51551
7553 | 1 | 8.5425e-05 | 7.9705e-05 | 0 | 0.00022322 | 0.00011416 | 0.016152 | 0.066621 | 0.2802 | 0.1607 | 0.22697 | 0.11423 | 0
7554 | 1 | 9.7954e-05 | 9.7786e-05 | 0 | 0.00016448 | 0.00011416 | 0 | 0.07758 | 0.3077 | 0.35172 | 0.2611 | 0.0021419 | 0
7555 | 1 | 0.0001219 | 0.00010566 | 0 | 0.00011748 | 0.00011416 | 0 | 0.097556 | 0.3037 | 0.28123 | 0.2549 | 0.031089 | 0
7556 | 1 | 0.00012408 | 0.00011259 | 0 | 8.8113e-05 | 0.00011416 | 0 | 0.11424 | 0.2997 | 0.13538 | 0.23803 | 0.23891 | 0
7557 | 1 | 0.00010855 | 0.00011775 | 0 | 5.8742e-05 | 0.00011416 | 0 | 0.11908 | 0.2971 | 0.06635 | 0.2197 | 0.2837 | 0
7558 | 1 | 9.4263e-05 | 0.0001209 | 0 | 3.7595e-05 | 0.00011416 | 0 | 0.12141 | 0.2802 | 0.073411 | 0.21321 | 0.15772 | 0
7559 | 1 | 9.7701e-05 | 0.0001228 | 0 | 2.3497e-05 | 0.00011416 | 0 | 0.12258 | 0.2431 | 0.079255 | 0.21582 | 0.041681 | 0
7560 | 1 | 0.00010405 | 0.0001246 | 0 | 9.3987e-06 | 0.00011416 | 0 | 0.1186 | 0.1978 | 0.055271 | 0.21165 | 0.0013373 | 0
7561 | 1 | 9.0619e-05 | 0.00012804 | 0 | 5.8742e-06 | 0.00011416 | 0 | 0.11268 | 0.1623 | 0.015218 | 0.20962 | 0.12975 | 0
7562 | 1 | 7.7758e-05 | 0.00013247 | 0 | 2.3497e-06 | 0.00011416 | 0 | 0.094356 | 0.1456 | 0.023009 | 0.20981 | 0.51439 | 0
7563 | 1 | 6.8773e-05 | 0.00013736 | 0 | 1.1748e-06 | 0.00011416 | 0 | 0.073991 | 0.143 | 0.015218 | 0.20264 | 0.66754 | 0
7564 | 1 | 5.5016e-05 | 0.00014288 | 0 | 1.4098e-05 | 0.00011416 | 0 | 0.064876 | 0.1576 | 0.014609 | 0.20652 | 0.40584 | 0
7565 | 1 | 5.19e-05 | 0.00014667 | 0 | 3.7595e-05 | 0.00011416 | 0 | 0.056924 | 0.1894 | 0.046262 | 0.21088 | 0.11725 | 0
7566 | 1 | 6.6313e-05 | 0.00014968 | 0 | 9.3987e-05 | 0.00011416 | 0 | 0.052366 | 0.2256 | 0.22145 | 0.22814 | 0.0021695 | 0
7567 | 1 | 9.5717e-05 | 0.00015309 | 0 | 0.0001821 | 0.00011416 | 0.0046842 | 0.05673 | 0.2638 | 0.355 | 0.25247 | 0.032364 | 0
7568 | 1 | 0.00012521 | 0.00015013 | 0 | 0.0001586 | 0.00011416 | 0.030205 | 0.057991 | 0.3306 | 0.36803 | 0.28243 | 0.24637 | 0
7569 | 1 | 0.00013998 | 0.00012108 | 0 | 0.00014685 | 0.00011416 | 0.11937 | 0.056924 | 0.3528 | 0.35744 | 0.2963 | 0.2914 | 0.0042343
7570 | 1 | 0.00015149 | 9.3286e-05 | 0 | 0.00016448 | 0.00011416 | 0.22177 | 0.053433 | 0.2638 | 0.32469 | 0.30134 | 0.16147 | 0
7571 | 1 | 0.00015939 | 6.0889e-05 | 0 | 0.00018797 | 0.00011416 | 0.28864 | 0.055081 | 0.2815 | 0.27112 | 0.29601 | 0.0424 | 0
7572 | 1 | 0.00016673 | 3.5322e-05 | 0 | 0.00020677 | 0.00011416 | 0.33355 | 0.062355 | 0.364 | 0.27697 | 0.2706 | 0.0013373 | 0
7573 | 1 | 0.00017053 | 1.896e-05 | 0 | 0.00018797 | 0.00011416 | 0.33888 | 0.070694 | 0.4215 | 0.29279 | 0.26818 | 0.12975 | 0
7574 | 1 | 0.00016624 | 1.262e-05 | 0 | 0.00019032 | 0.00011416 | 0.29543 | 0.078937 | 0.4274 | 0.2441 | 0.26711 | 0.51439 | 0
7575 | 1 | 0.00015863 | 1.8203e-05 | 0 | 0.00021382 | 0.00011416 | 0.20288 | 0.086986 | 0.3897 | 0.22693 | 0.25974 | 0.66754 | 0
7576 | 1 | 0.00014335 | 4.3688e-05 | 0 | 0.00022322 | 0.00011416 | 0.078178 | 0.085822 | 0.3854 | 0.2682 | 0.25654 | 0.40584 | 0
7577 | 1 | 0.00013085 | 8.3694e-05 | 0 | 0.00022322 | 0.00011416 | 0.01373 | 0.088538 | 0.4698 | 0.37631 | 0.28873 | 0.11725 | 0
7578 | 1 | 0.00014076 | 0.00010022 | 0 | 0.00016448 | 0.00011416 | 0 | 0.10502 | 0.5607 | 0.48819 | 0.33905 | 0.0021695 | 0
7579 | 1 | 0.00015985 | 0.0001094 | 0 | 0.00011748 | 0.00011416 | 0 | 0.1282 | 0.5981 | 0.42281 | 0.33905 | 0.032364 | 0
7580 | 1 | 0.00015822 | 0.00011709 | 0 | 8.8113e-05 | 0.00011416 | 0 | 0.15244 | 0.6327 | 0.25396 | 0.31695 | 0.24637 | 0
7581 | 1 | 0.00013572 | 0.00012249 | 0 | 5.8742e-05 | 0.00011416 | 0 | 0.16961 | 0.6392 | 0.12357 | 0.26925 | 0.2914 | 0
7582 | 1 | 0.00011561 | 0.00012527 | 0 | 3.7595e-05 | 0.00011416 | 0 | 0.17708 | 0.6008 | 0.10226 | 0.26595 | 0.16147 | 0
7583 | 1 | 0.00011529 | 0.00012628 | 0 | 2.3497e-05 | 0.00011416 | 0 | 0.18939 | 0.5954 | 0.10579 | 0.28137 | 0.0424 | 0
7584 | 1 | 0.0001198 | 0.00012677 | 0 | 9.3987e-06 | 0.00011416 | 0 | 0.19996 | 0.6049 | 0.078281 | 0.26672 | 0.0013373 | 0
7585 | 1 | 0.00010414 | 0.00012654 | 0 | 5.8742e-06 | 0.00011416 | 0 | 0.2146 | 0.6035 | 0.038227 | 0.25257 | 0.12606 | 0
7586 | 1 | 9.0725e-05 | 0.00012558 | 0 | 2.3497e-06 | 0.00011416 | 0 | 0.22566 | 0.5816 | 0.025931 | 0.2453 | 0.50083 | 0
7587 | 1 | 8.3361e-05 | 0.00012452 | 0 | 1.1748e-06 | 0.00011416 | 0 | 0.23196 | 0.5621 | 0.026175 | 0.24084 | 0.64965 | 0
7588 | 1 | 7.0511e-05 | 0.00012579 | 0 | 1.4098e-05 | 0.00011416 | 0 | 0.23138 | 0.5294 | 0.041028 | 0.23017 | 0.39524 | 0
7589 | 1 | 6.6931e-05 | 0.00012816 | 0 | 3.7595e-05 | 0.00011416 | 0 | 0.21761 | 0.5135 | 0.038349 | 0.22523 | 0.11423 | 0
7590 | 1 | 7.8989e-05 | 0.00013039 | 0 | 9.3987e-05 | 0.00011416 | 0 | 0.2117 | 0.4829 | 0.10129 | 0.23725 | 0.0021419 | 0
7591 | 1 | 0.00010547 | 0.00013262 | 0 | 0.0001821 | 0.00011416 | 0.0048457 | 0.20355 | 0.4698 | 0.187 | 0.25829 | 0.031089 | 0
7592 | 1 | 0.00013359 | 0.0001291 | 0 | 0.0001586 | 0.00011416 | 0.02326 | 0.20762 | 0.4493 | 0.19966 | 0.27671 | 0.23891 | 0
7593 | 1 | 0.000146 | 0.00011081 | 0 | 0.00014685 | 0.00011416 | 0.087385 | 0.20753 | 0.35 | 0.21756 | 0.27438 | 0.2837 | 0
7594 | 1 | 0.00015564 | 8.9564e-05 | 0 | 0.00016448 | 0.00011416 | 0.16686 | 0.2274 | 0.2407 | 0.21244 | 0.27118 | 0.15772 | 0
7595 | 1 | 0.00016106 | 6.6104e-05 | 0 | 0.00018797 | 0.00011416 | 0.22581 | 0.28452 | 0.279 | 0.19844 | 0.26391 | 0.041681 | 0
7596 | 1 | 0.00016517 | 4.9537e-05 | 0 | 0.00020677 | 0.00011416 | 0.26539 | 0.35066 | 0.3655 | 0.19893 | 0.25645 | 0.0013373 | 0
7597 | 1 | 0.00016639 | 4.1356e-05 | 0 | 0.00018797 | 0.00011416 | 0.26474 | 0.39779 | 0.5149 | 0.12272 | 0.24569 | 0.1154 | 0
7598 | 1 | 0.0001597 | 3.9679e-05 | 0 | 0.00019032 | 0.00011416 | 0.2263 | 0.42455 | 0.6142 | 0.093621 | 0.23677 | 0.46157 | 0.056037
7599 | 1 | 0.00015221 | 4.5058e-05 | 0 | 0.00021382 | 0.00011416 | 0.14489 | 0.43483 | 0.6222 | 0.087168 | 0.23163 | 0.59791 | 0.0060394
7600 | 1 | 0.00013804 | 6.4243e-05 | 0 | 0.00022322 | 0.00011416 | 0.053949 | 0.44094 | 0.5844 | 0.12345 | 0.22397 | 0.36456 | 0.0043457
7601 | 1 | 0.00012444 | 9.8972e-05 | 0 | 0.00022322 | 0.00011416 | 0.011791 | 0.44172 | 0.5885 | 0.22401 | 0.2387 | 0.10548 | 0
7602 | 1 | 0.00013522 | 0.0001172 | 0 | 0.00016448 | 0.00011416 | 0 | 0.45083 | 0.6248 | 0.27587 | 0.29533 | 0.0020606 | 0
7603 | 1 | 0.00015086 | 0.00012943 | 0 | 0.00011748 | 0.00011416 | 0 | 0.42756 | 0.6169 | 0.22571 | 0.29058 | 0.027465 | 0
7604 | 1 | 0.00014584 | 0.00014125 | 0 | 8.8113e-05 | 0.00011416 | 0 | 0.40458 | 0.5621 | 0.14378 | 0.24811 | 0.21744 | 0
7605 | 1 | 0.00012497 | 0.00015105 | 0 | 5.8742e-05 | 0.00011416 | 0 | 0.36569 | 0.4888 | 0.068176 | 0.22523 | 0.26141 | 0
7606 | 1 | 0.00010662 | 0.0001597 | 0 | 3.7595e-05 | 0.00011416 | 0 | 0.32913 | 0.3825 | 0.095082 | 0.22406 | 0.14684 | 0
7607 | 1 | 0.00010666 | 0.00016774 | 0 | 2.3497e-05 | 0.00011416 | 0 | 0.30828 | 0.2372 | 0.1243 | 0.23599 | 0.039572 | 0
7608 | 1 | 0.00011148 | 0.00017414 | 0 | 9.3987e-06 | 0.00011416 | 0 | 0.30857 | 0.143 | 0.096664 | 0.23395 | 0.0013373 | 0
7609 | 1 | 9.4898e-05 | 0.00017788 | 0 | 5.8742e-06 | 0.00011416 | 0 | 0.30945 | 0.0896 | 0.032019 | 0.21495 | 0.10537 | 0
7610 | 1 | 7.9343e-05 | 0.00018113 | 0 | 2.3497e-06 | 0.00011416 | 0 | 0.29102 | 0.0307 | 0.015218 | 0.20778 | 0.42441 | 0
7611 | 1 | 6.8386e-05 | 0.00018385 | 0 | 1.1748e-06 | 0.00011416 | 0 | 0.27143 | 0.0137 | 0.016801 | 0.20332 | 0.54899 | 0
7612 | 1 | 5.4824e-05 | 0.00018596 | 0 | 1.4098e-05 | 0.00011416 | 0 | 0.26144 | 0.0425 | 0.015218 | 0.19246 | 0.33552 | 0
7613 | 1 | 4.9227e-05 | 0.00018872 | 0 | 3.7595e-05 | 0.00011416 | 0 | 0.26474 | 0.0987 | 0.011931 | 0.1848 | 0.097183 | 0
7614 | 1 | 5.2878e-05 | 0.00019171 | 0 | 9.3987e-05 | 0.00011416 | 0 | 0.26348 | 0.1643 | 0.025444 | 0.19284 | 0.0019813 | 0
7615 | 1 | 6.1917e-05 | 0.000195 | 0 | 0.0001821 | 0.00011416 | 0.0041996 | 0.26193 | 0.2384 | 0.061237 | 0.21398 | 0.024135 | 0
7616 | 1 | 7.2826e-05 | 0.00018999 | 0 | 0.0001586 | 0.00011416 | 0.031336 | 0.25989 | 0.2984 | 0.097882 | 0.21786 | 0.1973 | 0
7617 | 1 | 8.873e-05 | 0.0001669 | 0 | 0.00014685 | 0.00011416 | 0.13051 | 0.2469 | 0.3444 | 0.14707 | 0.23366 | 0.24031 | 0.017539
7618 | 1 | 0.00010618 | 0.00013955 | 0 | 0.00016448 | 0.00011416 | 0.25343 | 0.23196 | 0.3444 | 0.14086 | 0.24675 | 0.13647 | 0.0083126
7619 | 1 | 0.00011872 | 0.00010652 | 0 | 0.00018797 | 0.00011416 | 0.33872 | 0.23254 | 0.4669 | 0.131 | 0.22193 | 0.037535 | 0
7620 | 1 | 0.00012742 | 7.901e-05 | 0 | 0.00020677 | 0.00011416 | 0.37603 | 0.27075 | 0.5844 | 0.12308 | 0.23424 | 0.0013373 | 0
7621 | 1 | 0.0001376 | 6.4918e-05 | 0 | 0.00018797 | 0.00011416 | 0.35115 | 0.31798 | 0.6519 | 0.079377 | 0.23124 | 0.089964 | 0.027857
7622 | 1 | 0.00012817 | 6.1011e-05 | 0 | 0.00019032 | 0.00011416 | 0.28768 | 0.346 | 0.6874 | 0.058072 | 0.22048 | 0.36702 | 0.26705
7623 | 1 | 0.00011779 | 6.5429e-05 | 0 | 0.00021382 | 0.00011416 | 0.18462 | 0.35231 | 0.7036 | 0.047723 | 0.22048 | 0.47351 | 0.061074
7624 | 1 | 0.0001038 | 8.5412e-05 | 0 | 0.00022322 | 0.00011416 | 0.068487 | 0.34765 | 0.679 | 0.075724 | 0.22261 | 0.2906 | 0.026576
7625 | 1 | 9.1969e-05 | 0.00011879 | 0 | 0.00022322 | 0.00011416 | 0.012114 | 0.3623 | 0.6705 | 0.24738 | 0.2452 | 0.084345 | 0
7626 | 1 | 0.00010549 | 0.00013069 | 0 | 0.00016448 | 0.00011416 | 0 | 0.40487 | 0.7137 | 0.33065 | 0.27196 | 0.0018538 | 0
7627 | 1 | 0.00012498 | 0.0001353 | 0 | 0.00011748 | 0.00011416 | 0 | 0.45966 | 0.7312 | 0.26966 | 0.26643 | 0.019201 | 0
7628 | 1 | 0.00012371 | 0.00013857 | 0 | 8.8113e-05 | 0.00011416 | 0 | 0.50999 | 0.7171 | 0.099221 | 0.23657 | 0.16657 | 0
7629 | 1 | 0.00010726 | 0.00014135 | 0 | 5.8742e-05 | 0.00011416 | 0 | 0.53957 | 0.7126 | 0.083638 | 0.22872 | 0.20773 | 0
7630 | 1 | 9.4624e-05 | 0.00014333 | 0 | 3.7595e-05 | 0.00011416 | 0 | 0.54538 | 0.7343 | 0.14244 | 0.22154 | 0.12029 | 0
7631 | 1 | 9.8829e-05 | 0.00014726 | 0 | 2.3497e-05 | 0.00011416 | 0 | 0.54984 | 0.7468 | 0.077672 | 0.20283 | 0.034298 | 0
7632 | 1 | 0.00010647 | 0.00014965 | 0 | 9.3987e-06 | 0.00011416 | 0 | 0.53161 | 0.7519 | 0.038471 | 0.22339 | 0.0013373 | 0
7633 | 1 | 9.3627e-05 | 0.00015053 | 0 | 5.8742e-06 | 0.00011416 | 0 | 0.52036 | 0.7478 | 0.030192 | 0.21001 | 0.07614 | 0
7634 | 1 | 8.0464e-05 | 0.00015078 | 0 | 2.3497e-06 | 0.00011416 | 0 | 0.52075 | 0.7427 | 0.028001 | 0.19013 | 0.31504 | 0
7635 | 1 | 7.0588e-05 | 0.00015143 | 0 | 1.1748e-06 | 0.00011416 | 0 | 0.52027 | 0.7333 | 0.020818 | 0.1912 | 0.40529 | 0
7636 | 1 | 5.5748e-05 | 0.00015195 | 0 | 1.4098e-05 | 0.00011416 | 0 | 0.51241 | 0.7225 | 0.0076698 | 0.19013 | 0.24989 | 0
7637 | 1 | 4.8942e-05 | 0.00015301 | 0 | 3.7595e-05 | 0.00011416 | 0 | 0.5065 | 0.7093 | 0.0073046 | 0.1752 | 0.07269 | 0
7638 | 1 | 4.9769e-05 | 0.00015313 | 0 | 9.3987e-05 | 0.00011416 | 0 | 0.49079 | 0.6956 | 0.0098612 | 0.1719 | 0.0017319 | 0
7639 | 1 | 5.5158e-05 | 0.00015334 | 0 | 0.0001821 | 0.00011416 | 0.0043612 | 0.4808 | 0.6838 | 0.0088873 | 0.18073 | 0.014991 | 0
7640 | 1 | 6.1317e-05 | 0.00014646 | 0 | 0.0001586 | 0.00011416 | 0.031174 | 0.46945 | 0.679 | 0.027392 | 0.18179 | 0.1392 | 0
7641 | 1 | 7.5198e-05 | 0.0001154 | 0 | 0.00014685 | 0.00011416 | 0.1352 | 0.4648 | 0.594 | 0.042854 | 0.1814 | 0.17824 | 0.0066857
7642 | 1 | 9.5454e-05 | 8.1526e-05 | 0 | 0.00016448 | 0.00011416 | 0.26652 | 0.45888 | 0.4961 | 0.040054 | 0.18751 | 0.10544 | 0.0062957
7643 | 1 | 0.0001131 | 4.3565e-05 | 0 | 0.00018797 | 0.00011416 | 0.3623 | 0.44676 | 0.6089 | 0.046749 | 0.18431 | 0.031253 | 0
7644 | 1 | 0.00012612 | 1.3376e-05 | 0 | 0.00020677 | 0.00011416 | 0.41641 | 0.41437 | 0.6693 | 0.042367 | 0.21156 | 0.0013373 | 0
7645 | 1 | 0.0001369 | 0 | 0 | 0.00018797 | 0.00011416 | 0.42319 | 0.3846 | 0.7047 | 0.030801 | 0.20603 | 0.061516 | 0
7646 | 1 | 0.00012465 | 0 | 0 | 0.00019032 | 0.00011416 | 0.36408 | 0.36249 | 0.7171 | 0.021914 | 0.19343 | 0.25945 | 0.0051814
7647 | 1 | 0.00011072 | 0 | 0 | 0.00021382 | 0.00011416 | 0.23857 | 0.32205 | 0.707 | 0.022401 | 0.19372 | 0.33249 | 0.0061731
7648 | 1 | 9.4198e-05 | 2.6139e-05 | 0 | 0.00022322 | 0.00011416 | 0.089 | 0.29791 | 0.6532 | 0.034697 | 0.18693 | 0.20629 | 0
7649 | 1 | 7.8689e-05 | 7.3958e-05 | 0 | 0.00022322 | 0.00011416 | 0.014537 | 0.30547 | 0.6301 | 0.042123 | 0.18102 | 0.060186 | 0
7650 | 1 | 9.3077e-05 | 9.163e-05 | 0 | 0.00016448 | 0.00011416 | 0 | 0.3109 | 0.6301 | 0.11346 | 0.19604 | 0.0015928 | 0
7651 | 1 | 0.00011599 | 0.00010429 | 0 | 0.00011748 | 0.00011416 | 0 | 0.31303 | 0.6235 | 0.19856 | 0.223 | 0.010812 | 0
7652 | 1 | 0.00011937 | 0.00011664 | 0 | 8.8113e-05 | 0.00011416 | 0 | 0.30896 | 0.6366 | 0.10665 | 0.20884 | 0.11054 | 0
7653 | 1 | 0.00010672 | 0.00012546 | 0 | 5.8742e-05 | 0.00011416 | 0 | 0.29432 | 0.6481 | 0.077794 | 0.20778 | 0.1467 | 0
7654 | 1 | 9.4845e-05 | 0.00013176 | 0 | 3.7595e-05 | 0.00011416 | 0 | 0.29868 | 0.6481 | 0.14987 | 0.21214 | 0.089302 | 0
7655 | 1 | 9.6952e-05 | 0.00013495 | 0 | 2.3497e-05 | 0.00011416 | 0 | 0.32292 | 0.6557 | 0.11553 | 0.19876 | 0.027843 | 0
7656 | 1 | 0.00010474 | 0.00013656 | 0 | 9.3987e-06 | 0.00011416 | 0 | 0.31517 | 0.6619 | 0.036645 | 0.19401 | 0.0013373 | 0
7657 | 1 | 9.2011e-05 | 0.00013863 | 0 | 5.8742e-06 | 0.00011416 | 0 | 0.31255 | 0.6814 | 0.016679 | 0.19343 | 0.048895 | 0
7658 | 1 | 8.0208e-05 | 0.00014021 | 0 | 2.3497e-06 | 0.00011416 | 0 | 0.30993 | 0.6956 | 0.016801 | 0.18935 | 0.21082 | 0
7659 | 1 | 7.1772e-05 | 0.00014198 | 0 | 1.1748e-06 | 0.00011416 | 0 | 0.33757 | 0.7059 | 0.016679 | 0.19052 | 0.26898 | 0
7660 | 1 | 5.9467e-05 | 0.00014409 | 0 | 1.4098e-05 | 0.00011416 | 0 | 0.34436 | 0.707 | 0.021183 | 0.18916 | 0.16807 | 0
7661 | 1 | 5.8377e-05 | 0.00014495 | 0 | 3.7595e-05 | 0.00011416 | 0 | 0.34028 | 0.7375 | 0.042367 | 0.18916 | 0.049205 | 0
7662 | 1 | 7.3022e-05 | 0.00014532 | 0 | 9.3987e-05 | 0.00011416 | 0 | 0.33621 | 0.7104 | 0.087047 | 0.19604 | 0.0014614 | 0
7663 | 1 | 0.00010262 | 0.00014507 | 0 | 0.0001821 | 0.00011416 | 0 | 0.3431 | 0.7104 | 0.25043 | 0.22707 | 0.0074916 | 0
7664 | 1 | 0.00013232 | 0.00013849 | 0 | 0.0001586 | 0.00011416 | 0.027298 | 0.35803 | 0.7406 | 0.22182 | 0.2421 | 0.086105 | 0
7665 | 1 | 0.00014572 | 0.00011188 | 0 | 0.00014685 | 0.00011416 | 0.10176 | 0.36298 | 0.7751 | 0.20575 | 0.24666 | 0.11912 | 0.0045351
7666 | 1 | 0.00015547 | 8.6148e-05 | 0 | 0.00016448 | 0.00011416 | 0.19367 | 0.37015 | 0.7949 | 0.19954 | 0.25451 | 0.0749 | 0.012725
7667 | 1 | 0.00016259 | 6.0561e-05 | 0 | 0.00018797 | 0.00011416 | 0.25973 | 0.37684 | 0.7751 | 0.18748 | 0.22106 | 0.024691 | 0
7668 | 1 | 0.00016903 | 3.8247e-05 | 0 | 0.00020677 | 0.00011416 | 0.30884 | 0.41651 | 0.8257 | 0.11517 | 0.21825 | 0.0013373 | 0.035356
7669 | 1 | 0.00017259 | 2.3235e-05 | 0 | 0.00018797 | 0.00011416 | 0.30367 | 0.42494 | 0.8504 | 0.092647 | 0.21573 | 0.038131 | 0
7670 | 1 | 0.00017034 | 1.8408e-05 | 0 | 0.00019032 | 0.00011416 | 0.26684 | 0.41272 | 0.836 | 0.088994 | 0.21408 | 0.16868 | 0
7671 | 1 | 0.00016314 | 2.4646e-05 | 0 | 0.00021382 | 0.00011416 | 0.17865 | 0.39226 | 0.814 | 0.12174 | 0.21873 | 0.21411 | 0.049875
7672 | 1 | 0.00014948 | 4.7921e-05 | 0 | 0.00022322 | 0.00011416 | 0.064287 | 0.38266 | 0.818 | 0.12065 | 0.23124 | 0.1349 | 0
7673 | 1 | 0.00013839 | 7.9153e-05 | 0 | 0.00022322 | 0.00011416 | 0.011307 | 0.37529 | 0.8345 | 0.23411 | 0.2644 | 0.039648 | 0
7674 | 1 | 0.00015046 | 9.1855e-05 | 0 | 0.00016448 | 0.00011416 | 0 | 0.37238 | 0.8721 | 0.27064 | 0.29717 | 0.0013373 | 0
7675 | 1 | 0.00016783 | 9.8563e-05 | 0 | 0.00011748 | 0.00011416 | 0 | 0.37248 | 0.8531 | 0.27453 | 0.30047 | 0.0049321 | 0
7676 | 1 | 0.00016423 | 0.00010421 | 0 | 8.8113e-05 | 0.00011416 | 0 | 0.40613 | 0.868 | 0.12759 | 0.24714 | 0.065567 | 0
7677 | 1 | 0.00014172 | 0.00010859 | 0 | 5.8742e-05 | 0.00011416 | 0 | 0.43609 | 0.8992 | 0.081325 | 0.22532 | 0.09524 | 0
7678 | 1 | 0.00012246 | 0.00011178 | 0 | 3.7595e-05 | 0.00011416 | 0 | 0.46402 | 0.917 | 0.1254 | 0.21631 | 0.062136 | 0
7679 | 1 | 0.00012238 | 0.0001129 | 0 | 2.3497e-05 | 0.00011416 | 0 | 0.51426 | 0.9504 | 0.1215 | 0.20933 | 0.021786 | 0
7680 | 1 | 0.00012558 | 0.00011382 | 0 | 9.3987e-06 | 0.00011416 | 0 | 0.56478 | 0.972 | 0.1103 | 0.20487 | 0.0013373 | 0
7681 | 1 | 0.00011006 | 0.00011401 | 0 | 5.8742e-06 | 0.00011416 | 0 | 0.58301 | 0.9754 | 0.096908 | 0.20768 | 0.029075 | 0
7682 | 1 | 9.6476e-05 | 0.0001136 | 0 | 2.3497e-06 | 0.00011416 | 0 | 0.5962 | 0.9749 | 0.063794 | 0.21301 | 0.13256 | 0
7683 | 1 | 8.9358e-05 | 0.00011202 | 0 | 1.1748e-06 | 0.00011416 | 0 | 0.61938 | 0.9679 | 0.032627 | 0.21068 | 0.16727 | 0
7684 | 1 | 7.8971e-05 | 0.00010777 | 0 | 1.4098e-05 | 0.00011416 | 0 | 0.63819 | 0.9491 | 0.034088 | 0.2071 | 0.1064 | 0
7685 | 1 | 7.7148e-05 | 0.00010603 | 0 | 3.7595e-05 | 0.00011416 | 0 | 0.63751 | 0.924 | 0.059776 | 0.20254 | 0.031417 | 0
7686 | 1 | 8.8354e-05 | 0.00010732 | 0 | 9.3987e-05 | 0.00011416 | 0 | 0.62762 | 0.9138 | 0.11505 | 0.19769 | 0.0012206 | 0
7687 | 1 | 0.00011676 | 0.0001091 | 0 | 0.0001821 | 0.00011416 | 0 | 0.60677 | 0.9015 | 0.25615 | 0.23075 | 0.0030341 | 0
7688 | 1 | 0.00014594 | 0.00010509 | 0 | 0.0001586 | 0.00011416 | 0.026652 | 0.59775 | 0.8889 | 0.26893 | 0.23725 | 0.048587 | 0
7689 | 1 | 0.00015743 | 8.2262e-05 | 0 | 0.00014685 | 0.00011416 | 0.099661 | 0.58223 | 0.8749 | 0.27112 | 0.23415 | 0.074782 | 0.13636
7690 | 1 | 0.00016576 | 5.7432e-05 | 0 | 0.00016448 | 0.00011416 | 0.20029 | 0.58156 | 0.8968 | 0.31763 | 0.22571 | 0.050911 | 0.33644
7691 | 1 | 0.00017116 | 3.5241e-05 | 0 | 0.00018797 | 0.00011416 | 0.26296 | 0.56934 | 0.9276 | 0.40321 | 0.22891 | 0.019119 | 0.52843
7692 | 1 | 0.00017702 | 1.7037e-05 | 0 | 0.00020677 | 0.00011416 | 0.29333 | 0.57748 | 0.9808 | 0.285 | 0.23269 | 0.0013373 | 0.70747
7693 | 1 | 0.00017952 | 5.4201e-06 | 0 | 0.00018797 | 0.00011416 | 0.29268 | 0.5995 | 0.9808 | 0.27989 | 0.23502 | 0.022727 | 0.75384
7694 | 1 | 0.00017609 | 1.5749e-06 | 0 | 0.00019032 | 0.00011416 | 0.23615 | 0.61637 | 0.9752 | 0.26394 | 0.2452 | 0.10674 | 0.72022
7695 | 1 | 0.0001717 | 4.3565e-06 | 0 | 0.00021382 | 0.00011416 | 0.14747 | 0.63363 | 0.9739 | 0.26504 | 0.24016 | 0.1339 | 0.059826
7696 | 1 | 0.00016134 | 1.5687e-05 | 0 | 0.00022322 | 0.00011416 | 0.055726 | 0.65913 | 0.967 | 0.257 | 0.24656 | 0.085976 | 0.48635
7697 | 1 | 0.00015493 | 3.1293e-05 | 0 | 0.00022322 | 0.00011416 | 0.010499 | 0.66893 | 0.9515 | 0.31045 | 0.2772 | 0.025498 | 0
7698 | 1 | 0.00016624 | 3.8922e-05 | 0 | 0.00016448 | 0.00011416 | 0 | 0.66883 | 0.9396 | 0.37473 | 0.28825 | 0.0011286 | 0
7699 | 1 | 0.00018113 | 4.6408e-05 | 0 | 0.00011748 | 0.00011416 | 0 | 0.65981 | 0.9198 | 0.369 | 0.27729 | 0.0018864 | 0
7700 | 1 | 0.00017717 | 5.4221e-05 | 0 | 8.8113e-05 | 0.00011416 | 0 | 0.64798 | 0.9078 | 0.26248 | 0.24355 | 0.036909 | 0
7701 | 1 | 0.00015307 | 6.2382e-05 | 0 | 5.8742e-05 | 0.00011416 | 0 | 0.62025 | 0.8788 | 0.19333 | 0.2165 | 0.060161 | 0
7702 | 1 | 0.0001327 | 6.9213e-05 | 0 | 3.7595e-05 | 0.00011416 | 0 | 0.59775 | 0.8416 | 0.22656 | 0.2228 | 0.042662 | 0
7703 | 1 | 0.00013052 | 7.5226e-05 | 0 | 2.3497e-05 | 0.00011416 | 0 | 0.58524 | 0.8034 | 0.23095 | 0.23017 | 0.01707 | 0
7704 | 1 | 0.00013148 | 8.0258e-05 | 0 | 9.3987e-06 | 0.00011416 | 0 | 0.58165 | 0.7569 | 0.1215 | 0.21747 | 0.0013373 | 0
7705 | 1 | 0.00011424 | 8.3939e-05 | 0 | 5.8742e-06 | 0.00011416 | 0 | 0.56837 | 0.7104 | 0.075116 | 0.19798 | 0.018372 | 0
7706 | 1 | 9.9022e-05 | 8.6312e-05 | 0 | 2.3497e-06 | 0.00011416 | 0 | 0.54761 | 0.6778 | 0.053324 | 0.1975 | 0.088676 | 0
7707 | 1 | 9.0957e-05 | 8.9768e-05 | 0 | 1.1748e-06 | 0.00011416 | 0 | 0.53258 | 0.6417 | 0.045532 | 0.20826 | 0.11065 | 0
7708 | 1 | 7.7651e-05 | 9.4473e-05 | 0 | 1.4098e-05 | 0.00011416 | 0 | 0.49302 | 0.6156 | 0.024349 | 0.21834 | 0.071659 | 0
7709 | 1 | 7.3941e-05 | 9.9811e-05 | 0 | 3.7595e-05 | 0.00011416 | 0 | 0.42562 | 0.6209 | 0.048576 | 0.22009 | 0.021338 | 0
7710 | 1 | 8.4184e-05 | 0.00010472 | 0 | 9.3987e-05 | 0.00011416 | 0 | 0.36967 | 0.6379 | 0.11127 | 0.22688 | 0.0010584 | 0
7711 | 1 | 0.00011006 | 0.00010914 | 0 | 0.0001821 | 0.00011416 | 0 | 0.35871 | 0.6656 | 0.22936 | 0.26624 | 0.0012111 | 0
7712 | 1 | 0.00013872 | 0.00010744 | 0 | 0.0001586 | 0.00011416 | 0.025359 | 0.36637 | 0.6967 | 0.25116 | 0.27623 | 0.029044 | 0
7713 | 1 | 0.00015085 | 8.6087e-05 | 0 | 0.00014685 | 0.00011416 | 0.10806 | 0.37122 | 0.6717 | 0.21597 | 0.27128 | 0.049941 | 0.096486
7714 | 1 | 0.00015758 | 6.6145e-05 | 0 | 0.00016448 | 0.00011416 | 0.21806 | 0.38489 | 0.6644 | 0.18566 | 0.2644 | 0.036744 | 0.24461
7715 | 1 | 0.00016206 | 4.4854e-05 | 0 | 0.00018797 | 0.00011416 | 0.30157 | 0.43784 | 0.8132 | 0.18188 | 0.23812 | 0.01554 | 0.46538
7716 | 1 | 0.00016883 | 2.4298e-05 | 0 | 0.00020677 | 0.00011416 | 0.34922 | 0.50679 | 0.8732 | 0.1355 | 0.22833 | 0.0013373 | 0.68989
7717 | 1 | 0.00017292 | 8.713e-06 | 0 | 0.00018797 | 0.00011416 | 0.33516 | 0.53947 | 0.9258 | 0.12004 | 0.22135 | 0.014612 | 0.7494
7718 | 1 | 0.00016726 | 2.4544e-06 | 0 | 0.00019032 | 0.00011416 | 0.28105 | 0.54567 | 0.9255 | 0.10653 | 0.21854 | 0.072776 | 0.70186
7719 | 1 | 0.00016036 | 6.7904e-06 | 0 | 0.00021382 | 0.00011416 | 0.17816 | 0.54403 | 0.8939 | 0.084977 | 0.22523 | 0.090263 | 0.64868
7720 | 1 | 0.00014644 | 2.9309e-05 | 0 | 0.00022322 | 0.00011416 | 0.062187 | 0.529 | 0.876 | 0.093377 | 0.24559 | 0.059026 | 0.46648
7721 | 1 | 0.00013555 | 6.1339e-05 | 0 | 0.00022322 | 0.00011416 | 0.010984 | 0.53452 | 0.8766 | 0.16082 | 0.26692 | 0.017657 | 0
7722 | 1 | 0.00014797 | 7.224e-05 | 0 | 0.00016448 | 0.00011416 | 0 | 0.56022 | 0.8953 | 0.2346 | 0.28398 | 0.00099127 | 0
7723 | 1 | 0.00016692 | 7.6924e-05 | 0 | 0.00011748 | 0.00011416 | 0 | 0.57612 | 0.8738 | 0.2178 | 0.28214 | 0.00071998 | 0
7724 | 1 | 0.00016524 | 8.1342e-05 | 0 | 8.8113e-05 | 0.00011416 | 0 | 0.56895 | 0.8471 | 0.14341 | 0.24132 | 0.022384 | 0
7725 | 1 | 0.00014411 | 8.3776e-05 | 0 | 5.8742e-05 | 0.00011416 | 0 | 0.5641 | 0.7761 | 0.084977 | 0.21369 | 0.04095 | 0
7726 | 1 | 0.00012569 | 8.5351e-05 | 0 | 3.7595e-05 | 0.00011416 | 0 | 0.54781 | 0.7666 | 0.12564 | 0.20399 | 0.0314 | 0
7727 | 1 | 0.00012447 | 8.7416e-05 | 0 | 2.3497e-05 | 0.00011416 | 0 | 0.54858 | 0.7478 | 0.13209 | 0.20031 | 0.014105 | 0
7728 | 1 | 0.00012694 | 9.0709e-05 | 0 | 9.3987e-06 | 0.00011416 | 0 | 0.54121 | 0.7247 | 0.071585 | 0.20031 | 0.0013373 | 0
7729 | 1 | 0.00011039 | 9.3675e-05 | 0 | 5.8742e-06 | 0.00011416 | 0 | 0.53423 | 0.7193 | 0.039567 | 0.19585 | 0.012942 | 0
7730 | 1 | 9.6603e-05 | 9.5454e-05 | 0 | 2.3497e-06 | 0.00011416 | 0 | 0.52541 | 0.7137 | 0.026418 | 0.1943 | 0.065594 | 0
7731 | 1 | 8.8224e-05 | 9.6722e-05 | 0 | 1.1748e-06 | 0.00011416 | 0 | 0.52861 | 0.6921 | 0.0082785 | 0.20002 | 0.081082 | 0
7732 | 1 | 7.6261e-05 | 9.9422e-05 | 0 | 1.4098e-05 | 0.00011416 | 0 | 0.51939 | 0.6681 | 0.0077916 | 0.20671 | 0.053309 | 0
7733 | 1 | 7.2166e-05 | 0.00010255 | 0 | 3.7595e-05 | 0.00011416 | 0 | 0.49418 | 0.6766 | 0.019235 | 0.21214 | 0.015987 | 0
7734 | 1 | 8.3199e-05 | 0.000104 | 0 | 9.3987e-05 | 0.00011416 | 0 | 0.48119 | 0.7396 | 0.06355 | 0.21544 | 0.00095877 | 0
7735 | 1 | 0.00011174 | 0.00010441 | 0 | 0.0001821 | 0.00011416 | 0 | 0.48216 | 0.7081 | 0.18724 | 0.23483 | 0.00053427 | 0
7736 | 1 | 0.00014241 | 0.00010028 | 0 | 0.0001586 | 0.00011416 | 0.024552 | 0.46567 | 0.7498 | 0.22924 | 0.23638 | 0.019475 | 0
7737 | 1 | 0.00015192 | 8.0115e-05 | 0 | 0.00014685 | 0.00011416 | 0.091423 | 0.44123 | 0.7406 | 0.2279 | 0.23085 | 0.03689 | 0.014374
7738 | 1 | 0.00015994 | 5.9989e-05 | 0 | 0.00016448 | 0.00011416 | 0.17671 | 0.43144 | 0.7478 | 0.20282 | 0.22872 | 0.028935 | 0.034989
7739 | 1 | 0.00016567 | 3.8943e-05 | 0 | 0.00018797 | 0.00011416 | 0.24277 | 0.46877 | 0.7608 | 0.17239 | 0.21505 | 0.013421 | 0.069788
7740 | 1 | 0.00017327 | 2.1476e-05 | 0 | 0.00020677 | 0.00011416 | 0.27524 | 0.49564 | 0.8949 | 0.18091 | 0.21834 | 0.0013373 | 0.56374
7741 | 1 | 0.00017621 | 1.0063e-05 | 0 | 0.00018797 | 0.00011416 | 0.26684 | 0.49457 | 0.9146 | 0.16289 | 0.20244 | 0.012157 | 0.78803
7742 | 1 | 0.00017364 | 5.1542e-06 | 0 | 0.00019032 | 0.00011416 | 0.21289 | 0.51833 | 0.8992 | 0.11821 | 0.19614 | 0.062188 | 0.82718
7743 | 1 | 0.00016823 | 8.9993e-06 | 0 | 0.00021382 | 0.00011416 | 0.13423 | 0.60958 | 0.9332 | 0.084733 | 0.2007 | 0.076735 | 0.61971
7744 | 1 | 0.0001574 | 2.3971e-05 | 0 | 0.00022322 | 0.00011416 | 0.049265 | 0.66127 | 0.9418 | 0.10068 | 0.20971 | 0.050594 | 0.44564
7745 | 1 | 0.0001502 | 4.377e-05 | 0 | 0.00022322 | 0.00011416 | 0.010176 | 0.65933 | 0.9198 | 0.24166 | 0.23298 | 0.015193 | 0
7746 | 1 | 0.00016019 | 5.1255e-05 | 0 | 0.00016448 | 0.00011416 | 0 | 0.6377 | 0.8982 | 0.28208 | 0.25354 | 0.00094279 | 0
7747 | 1 | 0.00017462 | 5.4896e-05 | 0 | 0.00011748 | 0.00011416 | 0 | 0.60735 | 0.9029 | 0.2615 | 0.25431 | 0.00045479 | 0
7748 | 1 | 0.00017135 | 5.8823e-05 | 0 | 8.8113e-05 | 0.00011416 | 0 | 0.60182 | 0.8899 | 0.12978 | 0.23308 | 0.01812 | 0
7749 | 1 | 0.00014897 | 6.2095e-05 | 0 | 5.8742e-05 | 0.00011416 | 0 | 0.57467 | 0.8953 | 0.037862 | 0.21912 | 0.034965 | 0
7750 | 1 | 0.00013057 | 6.4754e-05 | 0 | 3.7595e-05 | 0.00011416 | 0 | 0.53161 | 0.8904 | 0.08169 | 0.22436 | 0.027752 | 0
7751 | 1 | 0.00012949 | 6.7536e-05 | 0 | 2.3497e-05 | 0.00011416 | 0 | 0.47983 | 0.855 | 0.13806 | 0.21233 | 0.013088 | 0
7752 | 1 | 0.00013309 | 7.0277e-05 | 0 | 9.3987e-06 | 0.00011416 | 0 | 0.45976 | 0.8582 | 0.045654 | 0.20933 | 0.0013373 | 0
7753 | 1 | 0.00011608 | 7.2956e-05 | 0 | 5.8742e-06 | 0.00011416 | 0 | 0.46994 | 0.8783 | 0.017653 | 0.2007 | 0.012157 | 0
7754 | 1 | 0.000101 | 7.7108e-05 | 0 | 2.3497e-06 | 0.00011416 | 0 | 0.47275 | 0.8794 | 0.036766 | 0.19585 | 0.062188 | 0
7755 | 1 | 9.139e-05 | 8.0135e-05 | 0 | 1.1748e-06 | 0.00011416 | 0 | 0.45074 | 0.8116 | 0.00036523 | 0.19061 | 0.076735 | 0
7756 | 1 | 7.9018e-05 | 8.3755e-05 | 0 | 1.4098e-05 | 0.00011416 | 0 | 0.41282 | 0.8084 | 0.02581 | 0.19284 | 0.050594 | 0
7757 | 1 | 7.5014e-05 | 8.8828e-05 | 0 | 3.7595e-05 | 0.00011416 | 0 | 0.3782 | 0.8638 | 0.15218 | 0.20244 | 0.015193 | 0
7758 | 1 | 8.5669e-05 | 9.2018e-05 | 0 | 9.3987e-05 | 0.00011416 | 0 | 0.35095 | 0.8815 | 0.2447 | 0.22096 | 0.00094279 | 0
7759 | 1 | 0.00011293 | 9.4636e-05 | 0 | 0.0001821 | 0.00011416 | 0 | 0.33185 | 0.8934 | 0.285 | 0.23647 | 0.00045479 | 0
7760 | 1 | 0.00014277 | 9.4411e-05 | 0 | 0.0001586 | 0.00011416 | 0.020352 | 0.33272 | 0.9305 | 0.26077 | 0.24762 | 0.01812 | 0
7761 | 1 | 0.00015367 | 8.3448e-05 | 0 | 0.00014685 | 0.00011416 | 0.084154 | 0.32205 | 0.9087 | 0.28098 | 0.25102 | 0.034965 | 0.10253
7762 | 1 | 0.00016217 | 7.269e-05 | 0 | 0.00016448 | 0.00011416 | 0.15829 | 0.32273 | 0.9759 | 0.36012 | 0.24278 | 0.027752 | 0.30034
7763 | 1 | 0.00016716 | 6.365e-05 | 0 | 0.00018797 | 0.00011416 | 0.20207 | 0.32574 | 0.9867 | 0.28951 | 0.25228 | 0.013088 | 0.48562
7764 | 1 | 0.00017101 | 6.048e-05 | 0 | 0.00020677 | 0.00011416 | 0.19948 | 0.32273 | 0.9802 | 0.32518 | 0.25334 | 0.0013373 | 0.71955
7765 | 1 | 0.00017212 | 6.4427e-05 | 0 | 0.00018797 | 0.00011416 | 0.18365 | 0.32836 | 0.9895 | 0.31982 | 0.26207 | 0.01376 | 0.77144
7766 | 1 | 0.00016429 | 7.4551e-05 | 0 | 0.00019032 | 0.00011416 | 0.13633 | 0.35114 | 0.9801 | 0.2917 | 0.26634 | 0.069123 | 0.73648
7767 | 1 | 0.00015575 | 8.8255e-05 | 0 | 0.00021382 | 0.00011416 | 0.078986 | 0.30712 | 0.9095 | 0.23923 | 0.26294 | 0.08559 | 0.67753
7768 | 1 | 0.00014475 | 0.00010292 | 0 | 0.00022322 | 0.00011416 | 0.031497 | 0.30217 | 0.6956 | 0.31519 | 0.26789 | 0.056119 | 0.43366
7769 | 1 | 0.00013719 | 0.00011877 | 0 | 0.00022322 | 0.00011416 | 0.0071071 | 0.30198 | 0.5885 | 0.32822 | 0.29668 | 0.016808 | 0
7770 | 1 | 0.00014743 | 0.00012761 | 0 | 0.00016448 | 0.00011416 | 0 | 0.29994 | 0.4902 | 0.23192 | 0.33634 | 0.00097493 | 0
7771 | 1 | 0.00015626 | 0.00013536 | 0 | 0.00011748 | 0.00011416 | 0 | 0.29519 | 0.4012 | 0.14536 | 0.32102 | 0.00062252 | 0
7772 | 1 | 0.00015033 | 0.00014348 | 0 | 8.8113e-05 | 0.00011416 | 0 | 0.28947 | 0.4946 | 0.070124 | 0.29824 | 0.020896 | 0
7773 | 1 | 0.00012869 | 0.0001491 | 0 | 5.8742e-05 | 0.00011416 | 0 | 0.29015 | 0.5593 | 0.061602 | 0.28553 | 0.038885 | 0
7774 | 1 | 0.00011148 | 0.00015411 | 0 | 3.7595e-05 | 0.00011416 | 0 | 0.28607 | 0.6156 | 0.091308 | 0.29019 | 0.030151 | 0
7775 | 1 | 0.0001113 | 0.00016119 | 0 | 2.3497e-05 | 0.00011416 | 0 | 0.28103 | 0.7236 | 0.03774 | 0.29067 | 0.01376 | 0
7776 | 1 | 0.00011395 | 0.00016919 | 0 | 9.3987e-06 | 0.00011416 | 0 | 0.29073 | 0.7608 | 0.042245 | 0.29077 | 0.0013373 | 0
7777 | 1 | 9.4936e-05 | 0.00017688 | 0 | 5.8742e-06 | 0.00011416 | 0 | 0.2885 | 0.7458 | 0.072316 | 0.30182 | 0.015499 | 0
7778 | 1 | 7.873e-05 | 0.00018353 | 0 | 2.3497e-06 | 0.00011416 | 0 | 0.29781 | 0.8264 | 0.033358 | 0.30706 | 0.076556 | 0
7779 | 1 | 6.7079e-05 | 0.00018997 | 0 | 1.1748e-06 | 0.00011416 | 0 | 0.32933 | 0.8939 | 0.021305 | 0.31559 | 0.095102 | 0
7780 | 1 | 5.17e-05 | 0.00019911 | 0 | 1.4098e-05 | 0.00011416 | 0 | 0.36666 | 0.9322 | 0.024105 | 0.31879 | 0.062032 | 0
7781 | 1 | 4.3772e-05 | 0.00021048 | 0 | 3.7595e-05 | 0.00011416 | 0 | 0.40477 | 0.9001 | 0.031653 | 0.32713 | 0.018534 | 0
7782 | 1 | 4.5182e-05 | 0.00022177 | 0 | 9.3987e-05 | 0.00011416 | 0 | 0.41282 | 0.8783 | 0.052593 | 0.35311 | 0.0010078 | 0
7783 | 1 | 5.3327e-05 | 0.00023096 | 0 | 0.0001821 | 0.00011416 | 0 | 0.42038 | 0.876 | 0.082664 | 0.37628 | 0.00082711 | 0
7784 | 1 | 6.4918e-05 | 0.00023572 | 0 | 0.0001586 | 0.00011416 | 0.014537 | 0.44191 | 0.8987 | 0.086803 | 0.40178 | 0.023942 | 0
7785 | 1 | 7.7952e-05 | 0.00022987 | 0 | 0.00014685 | 0.00011416 | 0.060895 | 0.45995 | 0.9074 | 0.10044 | 0.40896 | 0.043087 | 0.094503
7786 | 1 | 9.5959e-05 | 0.00021842 | 0 | 0.00016448 | 0.00011416 | 0.15038 | 0.49544 | 0.9138 | 0.085951 | 0.41584 | 0.032684 | 0.28549
7787 | 1 | 0.00010445 | 0.00020774 | 0 | 0.00018797 | 0.00011416 | 0.23696 | 0.52851 | 0.9472 | 0.096786 | 0.42292 | 0.014455 | 0.52022
7788 | 1 | 0.00011029 | 0.0002023 | 0 | 0.00020677 | 0.00011416 | 0.29607 | 0.56488 | 0.9745 | 0.066837 | 0.45317 | 0.0013373 | 0.75621
7789 | 1 | 0.00012019 | 0.00020071 | 0 | 0.00018797 | 0.00011416 | 0.29834 | 0.62355 | 0.983 | 0.06842 | 0.44173 | 0.017378 | 0.75208
7790 | 1 | 0.00011485 | 0.00020032 | 0 | 0.00019032 | 0.00011416 | 0.24713 | 0.63887 | 0.9828 | 0.077672 | 0.43795 | 0.084504 | 0.7905
7791 | 1 | 0.00010744 | 0.00020316 | 0 | 0.00021382 | 0.00011416 | 0.15603 | 0.63906 | 0.9751 | 0.083516 | 0.4395 | 0.10529 | 0.66426
7792 | 1 | 9.9055e-05 | 0.00021412 | 0 | 0.00022322 | 0.00011416 | 0.054272 | 0.63586 | 0.9599 | 0.14938 | 0.45133 | 0.068347 | 0.50621
7793 | 1 | 9.3631e-05 | 0.00023179 | 0 | 0.00022322 | 0.00011416 | 0.010499 | 0.61385 | 0.9325 | 0.20989 | 0.47159 | 0.020374 | 0
7794 | 1 | 0.00010865 | 0.00024239 | 0 | 0.00016448 | 0.00011416 | 0 | 0.60842 | 0.9158 | 0.14098 | 0.5031 | 0.0010414 | 0
7795 | 1 | 0.0001236 | 0.00024959 | 0 | 0.00011748 | 0.00011416 | 0 | 0.60851 | 0.8944 | 0.14159 | 0.49622 | 0.0010722 | 0
7796 | 1 | 0.0001211 | 0.00025513 | 0 | 8.8113e-05 | 0.00011416 | 0 | 0.57603 | 0.8743 | 0.10105 | 0.50107 | 0.02727 | 0
7797 | 1 | 0.00010423 | 0.00025971 | 0 | 5.8742e-05 | 0.00011416 | 0 | 0.53869 | 0.8409 | 0.18395 | 0.4776 | 0.047581 | 0
7798 | 1 | 9.0846e-05 | 0.00026354 | 0 | 3.7595e-05 | 0.00011416 | 0 | 0.48051 | 0.7364 | 0.18822 | 0.45656 | 0.035355 | 0
7799 | 1 | 9.7242e-05 | 0.00026832 | 0 | 2.3497e-05 | 0.00011416 | 0 | 0.42436 | 0.5816 | 0.072072 | 0.42961 | 0.015172 | 0
7800 | 1 | 0.00010504 | 0.0002738 | 0 | 9.3987e-06 | 0.00011416 | 0 | 0.37801 | 0.5178 | 0.03214 | 0.41672 | 0.0013373 | 0
7801 | 1 | 9.0955e-05 | 0.0002806 | 0 | 5.8742e-06 | 0.00011416 | 0 | 0.33747 | 0.4405 | 0.022523 | 0.40324 | 0.020473 | 0
7802 | 1 | 7.7468e-05 | 0.00028644 | 0 | 2.3497e-06 | 0.00011416 | 0 | 0.30605 | 0.3612 | 0.023496 | 0.39519 | 0.097428 | 0
7803 | 1 | 6.6486e-05 | 0.0002918 | 0 | 1.1748e-06 | 0.00011416 | 0 | 0.27133 | 0.3063 | 0.031045 | 0.38899 | 0.12191 | 0
7804 | 1 | 5.0913e-05 | 0.00029622 | 0 | 1.4098e-05 | 0.00011416 | 0 | 0.24971 | 0.2244 | 0.047115 | 0.38142 | 0.0786 | 0
7805 | 1 | 4.3016e-05 | 0.00030037 | 0 | 3.7595e-05 | 0.00011416 | 0 | 0.22314 | 0.1403 | 0.052471 | 0.38957 | 0.023356 | 0
7806 | 1 | 4.346e-05 | 0.00030383 | 0 | 9.3987e-05 | 0.00011416 | 0 | 0.19841 | 0.0842 | 0.049793 | 0.37871 | 0.0010931 | 0
7807 | 1 | 4.7925e-05 | 0.00030825 | 0 | 0.0001821 | 0.00011416 | 0 | 0.17349 | 0.0621 | 0.045654 | 0.38404 | 0.0015239 | 0
7808 | 1 | 5.4785e-05 | 0.00030929 | 0 | 0.0001586 | 0.00011416 | 0.025521 | 0.15768 | 0.0593 | 0.070855 | 0.40101 | 0.032819 | 0
7809 | 1 | 6.8142e-05 | 0.00028827 | 0 | 0.00014685 | 0.00011416 | 0.11064 | 0.13673 | 0.0691 | 0.074263 | 0.41022 | 0.054893 | 0.038008
7810 | 1 | 8.8777e-05 | 0.00025994 | 0 | 0.00016448 | 0.00011416 | 0.23001 | 0.11007 | 0.0498 | 0.080229 | 0.40944 | 0.039629 | 0.1419
7811 | 1 | 0.00010412 | 0.00023143 | 0 | 0.00018797 | 0.00011416 | 0.33533 | 0.11181 | 0.0561 | 0.087168 | 0.41032 | 0.016293 | 0.24974
7812 | 1 | 0.00011272 | 0.00021365 | 0 | 0.00020677 | 0.00011416 | 0.38572 | 0.12413 | 0.0616 | 0.069637 | 0.39665 | 0.0013373 | 0.6231
7813 | 1 | 0.0001229 | 0.00020476 | 0 | 0.00018797 | 0.00011416 | 0.37118 | 0.13334 | 0.0434 | 0.043462 | 0.3884 | 0.023914 | 0.73479
7814 | 1 | 0.00011144 | 0.00020312 | 0 | 0.00019032 | 0.00011416 | 0.30383 | 0.14294 | 0.0265 | 0.037862 | 0.37861 | 0.11161 | 0.77152
7815 | 1 | 9.6197e-05 | 0.00020958 | 0 | 0.00021382 | 0.00011416 | 0.19658 | 0.14323 | 0.0215 | 0.05515 | 0.37173 | 0.14018 | 0.64724
7816 | 1 | 8.1941e-05 | 0.00023343 | 0 | 0.00022322 | 0.00011416 | 0.068971 | 0.13751 | 0.0361 | 0.14086 | 0.36523 | 0.089831 | 0.48408
7817 | 1 | 7.3476e-05 | 0.00026761 | 0 | 0.00022322 | 0.00011416 | 0.010661 | 0.13664 | 0.0539 | 0.25347 | 0.37415 | 0.026617 | 0
7818 | 1 | 9.3665e-05 | 0.00027743 | 0 | 0.00016448 | 0.00011416 | 0 | 0.14469 | 0.0733 | 0.2413 | 0.41051 | 0.0011466 | 0
7819 | 1 | 0.00011664 | 0.00028274 | 0 | 0.00011748 | 0.00011416 | 0 | 0.14924 | 0.0937 | 0.20331 | 0.44842 | 0.0020875 | 0
7820 | 1 | 0.00012201 | 0.00028741 | 0 | 8.8113e-05 | 0.00011416 | 0 | 0.15574 | 0.1266 | 0.15401 | 0.4394 | 0.039075 | 0
7821 | 1 | 0.00011179 | 0.00029137 | 0 | 5.8742e-05 | 0.00011416 | 0 | 0.15283 | 0.1831 | 0.20818 | 0.41371 | 0.062917 | 0
7822 | 1 | 9.9335e-05 | 0.00029538 | 0 | 3.7595e-05 | 0.00011416 | 0 | 0.13799 | 0.2663 | 0.21585 | 0.4108 | 0.044234 | 0
7823 | 1 | 0.00010318 | 0.00029941 | 0 | 2.3497e-05 | 0.00011416 | 0 | 0.12616 | 0.3612 | 0.15656 | 0.4108 | 0.017467 | 0
7824 | 1 | 0.00010817 | 0.00030313 | 0 | 9.3987e-06 | 0.00011416 | 0 | 0.12199 | 0.3854 | 0.13867 | 0.37532 | 0.0013373 | 0
7825 | 1 | 9.5157e-05 | 0.00030639 | 0 | 5.8742e-06 | 0.00011416 | 0 | 0.12083 | 0.3711 | 0.12174 | 0.35234 | 0.027722 | 0
7826 | 1 | 8.4351e-05 | 0.00030882 | 0 | 2.3497e-06 | 0.00011416 | 0 | 0.11685 | 0.3768 | 0.11249 | 0.34351 | 0.1271 | 0
7827 | 1 | 7.7721e-05 | 0.00031281 | 0 | 1.1748e-06 | 0.00011416 | 0 | 0.11656 | 0.3486 | 0.074263 | 0.34603 | 0.1602 | 0
7828 | 1 | 6.584e-05 | 0.0003161 | 0 | 1.4098e-05 | 0.00011416 | 0 | 0.10803 | 0.3252 | 0.072924 | 0.34283 | 0.10208 | 0
7829 | 1 | 6.2774e-05 | 0.00032324 | 0 | 3.7595e-05 | 0.00011416 | 0 | 0.10483 | 0.3265 | 0.23923 | 0.34157 | 0.030167 | 0
7830 | 1 | 7.7907e-05 | 0.00032706 | 0 | 9.3987e-05 | 0.00011416 | 0 | 0.10367 | 0.2764 | 0.41283 | 0.36562 | 0.0012018 | 0
7831 | 1 | 0.00010799 | 0.00032933 | 0 | 0.0001821 | 0.00011416 | 0 | 0.1025 | 0.2244 | 0.45727 | 0.41924 | 0.0027751 | 0
7832 | 1 | 0.00013779 | 0.00032553 | 0 | 0.0001586 | 0.00011416 | 0.021967 | 0.097944 | 0.176 | 0.48612 | 0.43989 | 0.046078 | 0
7833 | 1 | 0.0001524 | 0.00030215 | 0 | 0.00014685 | 0.00011416 | 0.098692 | 0.088441 | 0.1465 | 0.43462 | 0.4683 | 0.071687 | 0.10328
7834 | 1 | 0.00016251 | 0.00027524 | 0 | 0.00016448 | 0.00011416 | 0.20401 | 0.085531 | 0.152 | 0.41137 | 0.45472 | 0.049183 | 0.26157
7835 | 1 | 0.00016916 | 0.00024767 | 0 | 0.00018797 | 0.00011416 | 0.28364 | 0.083398 | 0.1421 | 0.33906 | 0.45782 | 0.018696 | 0.16586
7836 | 1 | 0.00017266 | 0.00022443 | 0 | 0.00020677 | 0.00011416 | 0.33161 | 0.086792 | 0.1394 | 0.29851 | 0.44755 | 0.0013373 | 0.65478
7837 | 1 | 0.0001746 | 0.00020989 | 0 | 0.00018797 | 0.00011416 | 0.33193 | 0.087665 | 0.1283 | 0.25177 | 0.42496 | 0.031913 | 0.71715
7838 | 1 | 0.00016934 | 0.00020523 | 0 | 0.00019032 | 0.00011416 | 0.28283 | 0.087083 | 0.0973 | 0.24519 | 0.40896 | 0.14396 | 0.75486
7839 | 1 | 0.00016096 | 0.00021097 | 0 | 0.00021382 | 0.00011416 | 0.18414 | 0.085144 | 0.0765 | 0.22413 | 0.40207 | 0.18203 | 0.63305
7840 | 1 | 0.00014521 | 0.00023934 | 0 | 0.00022322 | 0.00011416 | 0.064448 | 0.082525 | 0.0803 | 0.33845 | 0.40566 | 0.1154 | 0.10357
7841 | 1 | 0.00013566 | 0.00027675 | 0 | 0.00022322 | 0.00011416 | 0 | 0.08078 | 0.0889 | 0.39347 | 0.42341 | 0.03402 | 0
7842 | 1 | 0.00015207 | 0.00029266 | 0 | 0.00016448 | 0.00011416 | 0 | 0.092029 | 0.0822 | 0.40285 | 0.45201 | 0.0012587 | 0
7843 | 1 | 0.00017018 | 0.00030528 | 0 | 0.00011748 | 0.00011416 | 0 | 0.11016 | 0.0697 | 0.32603 | 0.46384 | 0.0035994 | 0
7844 | 1 | 0.00016772 | 0.00031571 | 0 | 8.8113e-05 | 0.00011416 | 0 | 0.12209 | 0.0752 | 0.25237 | 0.45094 | 0.053873 | 0
7845 | 1 | 0.00014544 | 0.00032281 | 0 | 5.8742e-05 | 0.00011416 | 0 | 0.13324 | 0.1107 | 0.32299 | 0.43242 | 0.081237 | 0
7846 | 1 | 0.0001249 | 0.00032733 | 0 | 3.7595e-05 | 0.00011416 | 0 | 0.13518 | 0.1529 | 0.34259 | 0.43504 | 0.054488 | 0
7847 | 1 | 0.00012603 | 0.00032985 | 0 | 2.3497e-05 | 0.00011416 | 0 | 0.13809 | 0.201 | 0.29206 | 0.42476 | 0.019982 | 0
7848 | 1 | 0.00012857 | 0.0003313 | 0 | 9.3987e-06 | 0.00011416 | 0 | 0.15865 | 0.2751 | 0.22656 | 0.41342 | 0.0013373 | 0
7849 | 1 | 0.00011394 | 0.00033349 | 0 | 5.8742e-06 | 0.00011416 | 0 | 0.17785 | 0.3825 | 0.20319 | 0.38152 | 0.03493 | 0
7850 | 1 | 0.00010668 | 0.00033426 | 0 | 2.3497e-06 | 0.00011416 | 0 | 0.19472 | 0.4742 | 0.14451 | 0.36378 | 0.15599 | 0
7851 | 1 | 9.978e-05 | 0.0003348 | 0 | 1.1748e-06 | 0.00011416 | 0 | 0.21286 | 0.525 | 0.12467 | 0.37376 | 0.19764 | 0
7852 | 1 | 8.7575e-05 | 0.00033531 | 0 | 1.4098e-05 | 0.00011416 | 0 | 0.23681 | 0.5733 | 0.20964 | 0.37124 | 0.1249 | 0
7853 | 1 | 8.56e-05 | 0.00033531 | 0 | 3.7595e-05 | 0.00011416 | 0 | 0.26736 | 0.6182 | 0.3298 | 0.37677 | 0.036762 | 0
7854 | 1 | 0.0001003 | 0.00033512 | 0 | 9.3987e-05 | 0.00011416 | 0 | 0.2854 | 0.6619 | 0.42367 | 0.395 | 0.0012976 | 0
7855 | 1 | 0.00012891 | 0.00033506 | 0 | 0.0001821 | 0.00011416 | 0 | 0.30343 | 0.707 | 0.43036 | 0.43698 | 0.0042308 | 0
7856 | 1 | 0.00015757 | 0.00033007 | 0 | 0.0001586 | 0.00011416 | 0.024229 | 0.32642 | 0.7468 | 0.44193 | 0.47082 | 0.059529 | 0
7857 | 1 | 0.00016759 | 0.00030647 | 0 | 0.00014685 | 0.00011416 | 0.10709 | 0.35221 | 0.7852 | 0.42659 | 0.48672 | 0.088053 | 0.0052594
7858 | 1 | 0.0001755 | 0.0002792 | 0 | 0.00016448 | 0.00011416 | 0.20869 | 0.37238 | 0.7539 | 0.41551 | 0.49719 | 0.058228 | 0.045931
7859 | 1 | 0.00018236 | 0.00025448 | 0 | 0.00018797 | 0.00011416 | 0.27475 | 0.39682 | 0.7093 | 0.4065 | 0.49186 | 0.020871 | 0.070122
7860 | 1 | 0.00018794 | 0.00023633 | 0 | 0.00020677 | 0.00011416 | 0.30011 | 0.43212 | 0.7081 | 0.38873 | 0.46975 | 0.0013373 | 0.088463
7861 | 1 | 0.00019044 | 0.00022535 | 0 | 0.00018797 | 0.00011416 | 0.27637 | 0.44734 | 0.7427 | 0.39128 | 0.45317 | 0.039802 | 0.69917
7862 | 1 | 0.0001864 | 0.00022136 | 0 | 0.00019032 | 0.00011416 | 0.21257 | 0.43619 | 0.6156 | 0.35525 | 0.43329 | 0.17527 | 0.54437
7863 | 1 | 0.00018065 | 0.00022273 | 0 | 0.00021382 | 0.00011416 | 0.1226 | 0.41602 | 0.6594 | 0.39372 | 0.42971 | 0.22268 | 0.036972
7864 | 1 | 0.00017048 | 0.00023245 | 0 | 0.00022322 | 0.00011416 | 0.040866 | 0.40186 | 0.6802 | 0.45544 | 0.44832 | 0.14009 | 0
7865 | 1 | 0.0001675 | 0.0002429 | 0 | 0.00022322 | 0.00011416 | 0 | 0.40118 | 0.6076 | 0.54578 | 0.48391 | 0.041147 | 0
7866 | 1 | 0.00018161 | 0.00024441 | 0 | 0.00016448 | 0.00011416 | 0 | 0.36879 | 0.5691 | 0.51729 | 0.52065 | 0.0013575 | 0
7867 | 1 | 0.00019569 | 0.00024296 | 0 | 0.00011748 | 0.00011416 | 0 | 0.34562 | 0.5733 | 0.46896 | 0.51765 | 0.0053101 | 0
7868 | 1 | 0.00019363 | 0.00023993 | 0 | 8.8113e-05 | 0.00011416 | 0 | 0.34882 | 0.6301 | 0.31532 | 0.48507 | 0.068734 | 0
7869 | 1 | 0.00017039 | 0.00023646 | 0 | 5.8742e-05 | 0.00011416 | 0 | 0.34785 | 0.6569 | 0.35099 | 0.45967 | 0.098975 | 0
7870 | 1 | 0.0001501 | 0.00023249 | 0 | 3.7595e-05 | 0.00011416 | 0 | 0.33844 | 0.6506 | 0.31118 | 0.45996 | 0.064153 | 0
7871 | 1 | 0.00014872 | 0.00022954 | 0 | 2.3497e-05 | 0.00011416 | 0 | 0.33282 | 0.6557 | 0.22364 | 0.44667 | 0.022253 | 0
7872 | 1 | 0.00015017 | 0.00022709 | 0 | 9.3987e-06 | 0.00011416 | 0 | 0.3172 | 0.6494 | 0.13319 | 0.42098 | 0.0013373 | 0
7873 | 1 | 0.00013442 | 0.00022386 | 0 | 5.8742e-06 | 0.00011416 | 0 | 0.31526 | 0.6693 | 0.071585 | 0.38501 | 0.04329 | 0
7874 | 1 | 0.00012628 | 0.00022226 | 0 | 2.3497e-06 | 0.00011416 | 0 | 0.30595 | 0.6532 | 0.053202 | 0.35379 | 0.18897 | 0
7875 | 1 | 0.00011723 | 0.00022237 | 0 | 1.1748e-06 | 0.00011416 | 0 | 0.29063 | 0.6607 | 0.065133 | 0.34729 | 0.2405 | 0
7876 | 1 | 0.00010297 | 0.00022296 | 0 | 1.4098e-05 | 0.00011416 | 0 | 0.27483 | 0.7047 | 0.089968 | 0.34671 | 0.15088 | 0
7877 | 1 | 9.7361e-05 | 0.00022417 | 0 | 3.7595e-05 | 0.00011416 | 0 | 0.25553 | 0.7093 | 0.24592 | 0.35243 | 0.044255 | 0
7878 | 1 | 0.00010939 | 0.0002248 | 0 | 9.3987e-05 | 0.00011416 | 0 | 0.25233 | 0.7036 | 0.37022 | 0.38695 | 0.0013984 | 0
7879 | 1 | 0.00013625 | 0.00022635 | 0 | 0.0001821 | 0.00011416 | 0 | 0.26009 | 0.7529 | 0.39408 | 0.43746 | 0.006123 | 0
7880 | 1 | 0.00016375 | 0.00022449 | 0 | 0.0001586 | 0.00011416 | 0.014537 | 0.25989 | 0.7508 | 0.39627 | 0.46626 | 0.07537 | 0
7881 | 1 | 0.00017338 | 0.00021153 | 0 | 0.00014685 | 0.00011416 | 0.060733 | 0.2533 | 0.6862 | 0.37667 | 0.48933 | 0.10674 | 0.010731
7882 | 1 | 0.0001797 | 0.00019655 | 0 | 0.00016448 | 0.00011416 | 0.12163 | 0.24631 | 0.7047 | 0.37826 | 0.48255 | 0.068319 | 0.3223
7883 | 1 | 0.00018382 | 0.00017974 | 0 | 0.00018797 | 0.00011416 | 0.17235 | 0.26493 | 0.7204 | 0.35123 | 0.48885 | 0.023208 | 0.16626
7884 | 1 | 0.00018933 | 0.00016283 | 0 | 0.00020677 | 0.00011416 | 0.19367 | 0.30285 | 0.6956 | 0.32968 | 0.46985 | 0.0013373 | 0.051525
7885 | 1 | 0.0001925 | 0.00015272 | 0 | 0.00018797 | 0.00011416 | 0.17913 | 0.33631 | 0.7437 | 0.29121 | 0.46354 | 0.045108 | 0.28431
7886 | 1 | 0.00018822 | 0.00014945 | 0 | 0.00019032 | 0.00011416 | 0.14311 | 0.35667 | 0.7834 | 0.30448 | 0.45627 | 0.19607 | 0.72035
7887 | 1 | 0.0001815 | 0.00015313 | 0 | 0.00021382 | 0.00011416 | 0.089323 | 0.36831 | 0.7375 | 0.31872 | 0.44202 | 0.24976 | 0.47111
7888 | 1 | 0.00016924 | 0.00016892 | 0 | 0.00022322 | 0.00011416 | 0.035051 | 0.37888 | 0.7343 | 0.41612 | 0.43572 | 0.15647 | 0.593
7889 | 1 | 0.00016158 | 0.00019052 | 0 | 0.00022322 | 0.00011416 | 0 | 0.37878 | 0.8195 | 0.48405 | 0.47537 | 0.045866 | 0
7890 | 1 | 0.00017423 | 0.00019811 | 0 | 0.00016448 | 0.00011416 | 0 | 0.37568 | 0.8234 | 0.49562 | 0.5222 | 0.0014192 | 0
7891 | 1 | 0.00018884 | 0.00020445 | 0 | 0.00011748 | 0.00011416 | 0 | 0.3718 | 0.7508 | 0.39591 | 0.53083 | 0.0065588 | 0
7892 | 1 | 0.00018437 | 0.00020997 | 0 | 8.8113e-05 | 0.00011416 | 0 | 0.36753 | 0.8084 | 0.31252 | 0.4873 | 0.078843 | 0
7893 | 1 | 0.00016031 | 0.00021398 | 0 | 5.8742e-05 | 0.00011416 | 0 | 0.34746 | 0.8211 | 0.25128 | 0.46238 | 0.11077 | 0
7894 | 1 | 0.00013839 | 0.00021782 | 0 | 3.7595e-05 | 0.00011416 | 0 | 0.32855 | 0.7932 | 0.22109 | 0.46791 | 0.070468 | 0
7895 | 1 | 0.00013667 | 0.00022198 | 0 | 2.3497e-05 | 0.00011416 | 0 | 0.32283 | 0.7529 | 0.16581 | 0.46558 | 0.023696 | 0
7896 | 1 | 0.0001389 | 0.00022562 | 0 | 9.3987e-06 | 0.00011416 | 0 | 0.31478 | 0.729 | 0.15315 | 0.43339 | 0.0013373 | 0
7897 | 1 | 0.00012377 | 0.00022948 | 0 | 5.8742e-06 | 0.00011416 | 0 | 0.2981 | 0.7002 | 0.10166 | 0.4139 | 0.048895 | 0
7898 | 1 | 0.00011317 | 0.00023404 | 0 | 2.3497e-06 | 0.00011416 | 0 | 0.28181 | 0.6404 | 0.086925 | 0.39829 | 0.21082 | 0
7899 | 1 | 0.00010434 | 0.0002393 | 0 | 1.1748e-06 | 0.00011416 | 0 | 0.27444 | 0.5858 | 0.094595 | 0.3852 | 0.26898 | 0
7900 | 1 | 8.9968e-05 | 0.00024349 | 0 | 1.4098e-05 | 0.00011416 | 0 | 0.26736 | 0.5761 | 0.14354 | 0.38472 | 0.16807 | 0
7901 | 1 | 8.5442e-05 | 0.00024675 | 0 | 3.7595e-05 | 0.00011416 | 0 | 0.24777 | 0.5719 | 0.24397 | 0.3949 | 0.049205 | 0
7902 | 1 | 9.8045e-05 | 0.00024922 | 0 | 9.3987e-05 | 0.00011416 | 0 | 0.2309 | 0.5858 | 0.36645 | 0.43368 | 0.0014614 | 0
7903 | 1 | 0.00012675 | 0.00025069 | 0 | 0.0001821 | 0.00011416 | 0 | 0.21936 | 0.5677 | 0.36645 | 0.4651 | 0.0074916 | 0
7904 | 1 | 0.0001548 | 0.0002499 | 0 | 0.0001586 | 0.00011416 | 0.019383 | 0.2052 | 0.5265 | 0.36925 | 0.47896 | 0.086105 | 0
7905 | 1 | 0.00016425 | 0.00023372 | 0 | 0.00014685 | 0.00011416 | 0.079793 | 0.17969 | 0.4376 | 0.37047 | 0.46141 | 0.11912 | 0.10666
7906 | 1 | 0.00016994 | 0.00021181 | 0 | 0.00016448 | 0.00011416 | 0.16427 | 0.15516 | 0.3444 | 0.33455 | 0.46607 | 0.0749 | 0.26684
7907 | 1 | 0.00017458 | 0.00019218 | 0 | 0.00018797 | 0.00011416 | 0.22662 | 0.13741 | 0.3197 | 0.33285 | 0.46277 | 0.024691 | 0.49991
7908 | 1 | 0.00017956 | 0.00017254 | 0 | 0.00020677 | 0.00011416 | 0.25699 | 0.13334 | 0.3969 | 0.2861 | 0.46335 | 0.0013373 | 0.56065
7909 | 1 | 0.00018106 | 0.0001609 | 0 | 0.00018797 | 0.00011416 | 0.25408 | 0.13402 | 0.3797 | 0.24738 | 0.46704 | 0.050866 | 0.54178
7910 | 1 | 0.00017641 | 0.000158 | 0 | 0.00019032 | 0.00011416 | 0.20982 | 0.13169 | 0.3238 | 0.23241 | 0.45559 | 0.21846 | 0.16793
7911 | 1 | 0.00016845 | 0.00016454 | 0 | 0.00021382 | 0.00011416 | 0.12906 | 0.13101 | 0.2479 | 0.33492 | 0.44066 | 0.27895 | 0.13327
7912 | 1 | 0.00016079 | 0.00019072 | 0 | 0.00022322 | 0.00011416 | 0.041673 | 0.12578 | 0.1831 | 0.44193 | 0.4267 | 0.17408 | 0.27653
7913 | 1 | 0.00014772 | 0.00021547 | 0 | 0.00022322 | 0.00011416 | 0 | 0.12287 | 0.1672 | 0.46056 | 0.48759 | 0.050934 | 0
7914 | 1 | 0.00016505 | 0.00022298 | 0 | 0.00016448 | 0.00011416 | 0 | 0.12219 | 0.1412 | 0.43048 | 0.51813 | 0.0014827 | 0
7915 | 1 | 0.00018182 | 0.00022799 | 0 | 0.00011748 | 0.00011416 | 0 | 0.12364 | 0.1177 | 0.33272 | 0.52569 | 0.0079894 | 0
7916 | 1 | 0.00017883 | 0.00023445 | 0 | 8.8113e-05 | 0.00011416 | 0 | 0.12219 | 0.0923 | 0.34892 | 0.51348 | 0.089897 | 0
7917 | 1 | 0.00015512 | 0.00024319 | 0 | 5.8742e-05 | 0.00011416 | 0 | 0.11753 | 0.0752 | 0.30168 | 0.47576 | 0.12346 | 0
7918 | 1 | 0.00013262 | 0.00025315 | 0 | 3.7595e-05 | 0.00011416 | 0 | 0.11346 | 0.0633 | 0.21549 | 0.4683 | 0.077184 | 0
7919 | 1 | 0.00013117 | 0.00026329 | 0 | 2.3497e-05 | 0.00011416 | 0 | 0.11123 | 0.0488 | 0.20173 | 0.44105 | 0.025199 | 0
7920 | 1 | 0.00013278 | 0.00027274 | 0 | 9.3987e-06 | 0.00011416 | 0 | 0.1091 | 0.0332 | 0.17896 | 0.42476 | 0.0013373 | 0
7921 | 1 | 0.00011589 | 0.00027922 | 0 | 5.8742e-06 | 0.00011416 | 0 | 0.11171 | 0.0219 | 0.14743 | 0.39926 | 0.052888 | 0
7922 | 1 | 0.00010785 | 0.00028105 | 0 | 2.3497e-06 | 0.00011416 | 0 | 0.11453 | 0.0162 | 0.10701 | 0.39025 | 0.22628 | 0
7923 | 1 | 0.0001006 | 0.00028057 | 0 | 1.1748e-06 | 0.00011416 | 0 | 0.11666 | 0.0148 | 0.071707 | 0.38162 | 0.28916 | 0
7924 | 1 | 8.7851e-05 | 0.00028332 | 0 | 1.4098e-05 | 0.00011416 | 0 | 0.11627 | 0.0246 | 0.09289 | 0.36882 | 0.18023 | 0
7925 | 1 | 8.4363e-05 | 0.00028737 | 0 | 3.7595e-05 | 0.00011416 | 0 | 0.12442 | 0.0518 | 0.26674 | 0.37415 | 0.052702 | 0
7926 | 1 | 9.6692e-05 | 0.00029094 | 0 | 9.3987e-05 | 0.00011416 | 0 | 0.13334 | 0.0733 | 0.40297 | 0.41196 | 0.0015043 | 0
7927 | 1 | 0.00012539 | 0.00029326 | 0 | 0.0001821 | 0.00011416 | 0 | 0.14391 | 0.0923 | 0.3992 | 0.465 | 0.0085089 | 0
7928 | 1 | 0.0001535 | 0.00029166 | 0 | 0.0001586 | 0.00011416 | 0.02116 | 0.15109 | 0.1201 | 0.44205 | 0.49438 | 0.0938 | 0
7929 | 1 | 0.00016399 | 0.0002743 | 0 | 0.00014685 | 0.00011416 | 0.10273 | 0.1476 | 0.1567 | 0.39347 | 0.50359 | 0.12789 | 0.01394
7930 | 1 | 0.00017115 | 0.00025407 | 0 | 0.00016448 | 0.00011416 | 0.21838 | 0.14663 | 0.2098 | 0.3057 | 0.50553 | 0.079513 | 0.033072
7931 | 1 | 0.00017443 | 0.00023274 | 0 | 0.00018797 | 0.00011416 | 0.29785 | 0.14924 | 0.2601 | 0.313 | 0.49292 | 0.025714 | 0
7932 | 1 | 0.00017876 | 0.00021277 | 0 | 0.00020677 | 0.00011416 | 0.32547 | 0.157 | 0.3361 | 0.26601 | 0.47683 | 0.0013373 | 0
7933 | 1 | 0.00017876 | 0.00019972 | 0 | 0.00018797 | 0.00011416 | 0.30932 | 0.17029 | 0.3983 | 0.24653 | 0.45521 | 0.052888 | 0
7934 | 1 | 0.0001722 | 0.00019306 | 0 | 0.00019032 | 0.00011416 | 0.24875 | 0.189 | 0.4347 | 0.22863 | 0.43281 | 0.22628 | 0
7935 | 1 | 0.00016289 | 0.00019473 | 0 | 0.00021382 | 0.00011416 | 0.14893 | 0.20656 | 0.4683 | 0.26284 | 0.42806 | 0.28916 | 0.0034431
7936 | 1 | 0.0001497 | 0.00021322 | 0 | 0.00022322 | 0.00011416 | 0.04878 | 0.22673 | 0.5789 | 0.35963 | 0.42767 | 0.18023 | 0.049508
7937 | 1 | 0.0001429 | 0.00023642 | 0 | 0.00022322 | 0.00011416 | 0 | 0.25252 | 0.6443 | 0.44729 | 0.45104 | 0.052702 | 0
7938 | 1 | 0.00015907 | 0.00024349 | 0 | 0.00016448 | 0.00011416 | 0 | 0.29054 | 0.6681 | 0.3718 | 0.50902 | 0.0015043 | 0
7939 | 1 | 0.00017318 | 0.00024803 | 0 | 0.00011748 | 0.00011416 | 0 | 0.32836 | 0.7258 | 0.30765 | 0.50107 | 0.0085089 | 0
7940 | 1 | 0.00016859 | 0.00025035 | 0 | 8.8113e-05 | 0.00011416 | 0 | 0.3559 | 0.7751 | 0.22656 | 0.45947 | 0.0938 | 0
7941 | 1 | 0.00014962 | 0.00025073 | 0 | 5.8742e-05 | 0.00011416 | 0 | 0.37684 | 0.8668 | 0.19102 | 0.4266 | 0.12789 | 0
7942 | 1 | 0.00013243 | 0.00024969 | 0 | 3.7595e-05 | 0.00011416 | 0 | 0.40506 | 0.9104 | 0.18274 | 0.42234 | 0.079513 | 0
7943 | 1 | 0.00013298 | 0.00024781 | 0 | 2.3497e-05 | 0.00011416 | 0 | 0.42378 | 0.7676 | 0.076333 | 0.41701 | 0.025714 | 0
7944 | 1 | 0.00013629 | 0.00024513 | 0 | 9.3987e-06 | 0.00011416 | 0 | 0.42388 | 0.7949 | 0.058072 | 0.40421 | 0.0013373 | 0
7945 | 1 | 0.00012313 | 0.00024319 | 0 | 5.8742e-06 | 0.00011416 | 0 | 0.42116 | 0.7932 | 0.02934 | 0.38462 | 0.052888 | 0
7946 | 1 | 0.00011358 | 0.00024521 | 0 | 2.3497e-06 | 0.00011416 | 0 | 0.42417 | 0.7657 | 0.0056002 | 0.37047 | 0.22628 | 0
7947 | 1 | 0.00010263 | 0.00024998 | 0 | 1.1748e-06 | 0.00011416 | 0 | 0.4134 | 0.7182 | 0.009009 | 0.35971 | 0.28916 | 0
7948 | 1 | 8.5994e-05 | 0.00025517 | 0 | 1.4098e-05 | 0.00011416 | 0 | 0.39275 | 0.7059 | 0.019357 | 0.34904 | 0.18023 | 0
7949 | 1 | 7.7659e-05 | 0.00026151 | 0 | 3.7595e-05 | 0.00011416 | 0 | 0.37228 | 0.679 | 0.041149 | 0.34584 | 0.052702 | 0
7950 | 1 | 7.9888e-05 | 0.00026806 | 0 | 9.3987e-05 | 0.00011416 | 0 | 0.36385 | 0.6248 | 0.043828 | 0.35117 | 0.0015043 | 0
7951 | 1 | 8.8753e-05 | 0.00027264 | 0 | 0.0001821 | 0.00011416 | 0 | 0.3332 | 0.5465 | 0.065254 | 0.3789 | 0.0085089 | 0
7952 | 1 | 0.00010075 | 0.00027591 | 0 | 0.0001586 | 0.00011416 | 0.018737 | 0.29519 | 0.4464 | 0.14731 | 0.40392 | 0.0938 | 0
7953 | 1 | 0.00011616 | 0.0002566 | 0 | 0.00014685 | 0.00011416 | 0.094815 | 0.25601 | 0.35 | 0.26516 | 0.43242 | 0.12789 | 0
7954 | 1 | 0.00013464 | 0.00023132 | 0 | 0.00016448 | 0.00011416 | 0.20724 | 0.22013 | 0.2407 | 0.21439 | 0.46587 | 0.079513 | 0
7955 | 1 | 0.00014295 | 0.00020478 | 0 | 0.00018797 | 0.00011416 | 0.30302 | 0.20782 | 0.2337 | 0.15693 | 0.46481 | 0.025714 | 0.027879
7956 | 1 | 0.00014759 | 0.00018011 | 0 | 0.00020677 | 0.00011416 | 0.36634 | 0.24399 | 0.4654 | 0.063428 | 0.44648 | 0.0013373 | 0.10006
7957 | 1 | 0.00015427 | 0.00016755 | 0 | 0.00018797 | 0.00011416 | 0.36569 | 0.30799 | 0.6885 | 0.042123 | 0.4044 | 0.052888 | 0.01014
7958 | 1 | 0.00014368 | 0.00016604 | 0 | 0.00019032 | 0.00011416 | 0.28929 | 0.36986 | 0.7825 | 0.037984 | 0.37522 | 0.22628 | 0.014163
7959 | 1 | 0.00013093 | 0.00017563 | 0 | 0.00021382 | 0.00011416 | 0.16653 | 0.42106 | 0.8234 | 0.041636 | 0.36145 | 0.28916 | 0.024291
7960 | 1 | 0.00011774 | 0.00019823 | 0 | 0.00022322 | 0.00011416 | 0.053142 | 0.47159 | 0.8531 | 0.13367 | 0.37367 | 0.18023 | 0.0055714
7961 | 1 | 0.00011215 | 0.00022204 | 0 | 0.00022322 | 0.00011416 | 0 | 0.53365 | 0.8662 | 0.28951 | 0.40343 | 0.052702 | 0
7962 | 1 | 0.00013054 | 0.00022905 | 0 | 0.00016448 | 0.00011416 | 0 | 0.58185 | 0.8914 | 0.15924 | 0.43659 | 0.0015043 | 0
7963 | 1 | 0.00014683 | 0.00023194 | 0 | 0.00011748 | 0.00011416 | 0 | 0.62112 | 0.917 | 0.11651 | 0.42389 | 0.0085089 | 0
7964 | 1 | 0.00014724 | 0.00023224 | 0 | 8.8113e-05 | 0.00011416 | 0 | 0.64963 | 0.921 | 0.069272 | 0.39112 | 0.0938 | 0
7965 | 1 | 0.00013276 | 0.00023192 | 0 | 5.8742e-05 | 0.00011416 | 0 | 0.66195 | 0.917 | 0.069272 | 0.38055 | 0.12789 | 0
7966 | 1 | 0.00012042 | 0.00023161 | 0 | 3.7595e-05 | 0.00011416 | 0 | 0.66621 | 0.9082 | 0.16849 | 0.37473 | 0.079513 | 0
7967 | 1 | 0.00012732 | 0.000231 | 0 | 2.3497e-05 | 0.00011416 | 0 | 0.67261 | 0.9345 | 0.05868 | 0.3789 | 0.025714 | 0
7968 | 1 | 0.00013509 | 0.00022844 | 0 | 9.3987e-06 | 0.00011416 | 0 | 0.67698 | 0.9421 | 0.018262 | 0.36213 | 0.0013373 | 0
7969 | 1 | 0.00012318 | 0.00022459 | 0 | 5.8742e-06 | 0.00011416 | 0 | 0.66437 | 0.9371 | 0.0093742 | 0.34875 | 0.050866 | 0
7970 | 1 | 0.00011127 | 0.00021969 | 0 | 2.3497e-06 | 0.00011416 | 0 | 0.66408 | 0.9399 | 0.005235 | 0.32121 | 0.21846 | 0
7971 | 1 | 0.00010289 | 0.0002139 | 0 | 1.1748e-06 | 0.00011416 | 0 | 0.66156 | 0.9421 | 0.0076698 | 0.29222 | 0.27895 | 0
7972 | 1 | 8.8124e-05 | 0.00020887 | 0 | 1.4098e-05 | 0.00011416 | 0 | 0.64158 | 0.9362 | 0.0087655 | 0.28146 | 0.17408 | 0
7973 | 1 | 8.0239e-05 | 0.00020484 | 0 | 3.7595e-05 | 0.00011416 | 0 | 0.6409 | 0.9206 | 0.0086438 | 0.27157 | 0.050934 | 0
7974 | 1 | 8.0772e-05 | 0.00020148 | 0 | 9.3987e-05 | 0.00011416 | 0 | 0.62616 | 0.9117 | 0.0068176 | 0.26323 | 0.0014827 | 0
7975 | 1 | 8.5527e-05 | 0.00019794 | 0 | 0.0001821 | 0.00011416 | 0 | 0.63838 | 0.9029 | 0.0082785 | 0.28204 | 0.0079894 | 0
7976 | 1 | 9.2225e-05 | 0.00019242 | 0 | 0.0001586 | 0.00011416 | 0.017929 | 0.64207 | 0.91 | 0.019722 | 0.30793 | 0.089897 | 0
7977 | 1 | 0.00010222 | 0.00017442 | 0 | 0.00014685 | 0.00011416 | 0.076563 | 0.66001 | 0.9342 | 0.037862 | 0.33314 | 0.12346 | 0.0057943
7978 | 1 | 0.00012039 | 0.00015409 | 0 | 0.00016448 | 0.00011416 | 0.16976 | 0.68125 | 0.9494 | 0.051984 | 0.34468 | 0.077184 | 0.086613
7979 | 1 | 0.00013528 | 0.0001338 | 0 | 0.00018797 | 0.00011416 | 0.23324 | 0.70413 | 0.9533 | 0.079498 | 0.33983 | 0.025199 | 0
7980 | 1 | 0.00014522 | 0.0001174 | 0 | 0.00020677 | 0.00011416 | 0.26393 | 0.71606 | 0.9538 | 0.037497 | 0.34322 | 0.0013373 | 0
7981 | 1 | 0.00015656 | 0.00010533 | 0 | 0.00018797 | 0.00011416 | 0.25456 | 0.72246 | 0.9538 | 0.017653 | 0.33033 | 0.046976 | 0
7982 | 1 | 0.00014833 | 0.00010012 | 0 | 0.00019032 | 0.00011416 | 0.19787 | 0.7181 | 0.9504 | 0.02167 | 0.31006 | 0.20336 | 0
7983 | 1 | 0.00013415 | 0.00010325 | 0 | 0.00021382 | 0.00011416 | 0.12001 | 0.70597 | 0.9424 | 0.040175 | 0.29717 | 0.25925 | 0
7984 | 1 | 0.00012206 | 0.00011585 | 0 | 0.00022322 | 0.00011416 | 0.041512 | 0.69317 | 0.9461 | 0.13879 | 0.2993 | 0.1622 | 0.011299
7985 | 1 | 0.000117 | 0.00013131 | 0 | 0.00022322 | 0.00011416 | 0 | 0.69017 | 0.9507 | 0.22376 | 0.34128 | 0.047516 | 0
7986 | 1 | 0.00013291 | 0.00013567 | 0 | 0.00016448 | 0.00011416 | 0 | 0.6827 | 0.9486 | 0.2385 | 0.38171 | 0.0014402 | 0
7987 | 1 | 0.00015032 | 0.00013759 | 0 | 0.00011748 | 0.00011416 | 0 | 0.67872 | 0.9441 | 0.13976 | 0.38889 | 0.0070149 | 0
7988 | 1 | 0.00015424 | 0.00013943 | 0 | 8.8113e-05 | 0.00011416 | 0 | 0.67814 | 0.9329 | 0.076577 | 0.37289 | 0.082421 | 0
7989 | 1 | 0.00014295 | 0.00014186 | 0 | 5.8742e-05 | 0.00011416 | 0 | 0.67077 | 0.9158 | 0.14804 | 0.34846 | 0.11489 | 0
7990 | 1 | 0.00012923 | 0.00014546 | 0 | 3.7595e-05 | 0.00011416 | 0 | 0.65351 | 0.8973 | 0.1842 | 0.33847 | 0.072661 | 0
7991 | 1 | 0.00013021 | 0.00014847 | 0 | 2.3497e-05 | 0.00011416 | 0 | 0.64507 | 0.8894 | 0.038106 | 0.3215 | 0.02419 | 0
7992 | 1 | 0.00013532 | 0.00015164 | 0 | 9.3987e-06 | 0.00011416 | 0 | 0.63751 | 0.8738 | 0.01327 | 0.28699 | 0.0013373 | 0
7993 | 1 | 0.00012115 | 0.00015526 | 0 | 5.8742e-06 | 0.00011416 | 0 | 0.62878 | 0.8517 | 0.033114 | 0.27574 | 0.045108 | 0
7994 | 1 | 0.00010992 | 0.00015894 | 0 | 2.3497e-06 | 0.00011416 | 0 | 0.61045 | 0.868 | 0.012174 | 0.261 | 0.19607 | 0
7995 | 1 | 0.00010173 | 0.00016256 | 0 | 1.1748e-06 | 0.00011416 | 0 | 0.58563 | 0.8491 | 0.0079133 | 0.25829 | 0.24976 | 0
7996 | 1 | 8.8104e-05 | 0.00016528 | 0 | 1.4098e-05 | 0.00011416 | 0 | 0.55751 | 0.8381 | 0.025688 | 0.26517 | 0.15647 | 0
7997 | 1 | 8.4135e-05 | 0.00016839 | 0 | 3.7595e-05 | 0.00011416 | 0 | 0.53549 | 0.8409 | 0.11261 | 0.28612 | 0.045866 | 0
7998 | 1 | 9.7832e-05 | 0.00017205 | 0 | 9.3987e-05 | 0.00011416 | 0 | 0.52007 | 0.8402 | 0.19491 | 0.31297 | 0.0014192 | 0
7999 | 1 | 0.00012642 | 0.00017479 | 0 | 0.0001821 | 0.00011416 | 0 | 0.54858 | 0.8674 | 0.22486 | 0.37018 | 0.0065588 | 0
8000 | 1 | 0.00015877 | 0.00017213 | 0 | 0.0001586 | 0.00011416 | 0.017122 | 0.57845 | 0.8732 | 0.20222 | 0.41875 | 0.078843 | 0
8001 | 1 | 0.00017119 | 0.00015287 | 0 | 0.00014685 | 0.00011416 | 0.094007 | 0.58514 | 0.8556 | 0.18152 | 0.43203 | 0.11077 | 0.026609
8002 | 1 | 0.00017732 | 0.00013119 | 0 | 0.00016448 | 0.00011416 | 0.21224 | 0.59261 | 0.8457 | 0.16253 | 0.42331 | 0.070468 | 0.30584
8003 | 1 | 0.00017948 | 0.00011188 | 0 | 0.00018797 | 0.00011416 | 0.29817 | 0.61171 | 0.8381 | 0.17823 | 0.41187 | 0.023696 | 0.44704
8004 | 1 | 0.00018429 | 9.6007e-05 | 0 | 0.00020677 | 0.00011416 | 0.33775 | 0.62849 | 0.8944 | 0.14171 | 0.38288 | 0.0013373 | 0.67899
8005 | 1 | 0.0001875 | 8.5616e-05 | 0 | 0.00018797 | 0.00011416 | 0.33242 | 0.63101 | 0.9284 | 0.13635 | 0.36145 | 0.041522 | 0.44576
8006 | 1 | 0.0001834 | 8.2998e-05 | 0 | 0.00019032 | 0.00011416 | 0.27395 | 0.63402 | 0.9349 | 0.14086 | 0.3502 | 0.18203 | 0.23201
8007 | 1 | 0.00017537 | 8.8521e-05 | 0 | 0.00021382 | 0.00011416 | 0.16831 | 0.63547 | 0.921 | 0.13867 | 0.35525 | 0.23148 | 0.17248
8008 | 1 | 0.0001629 | 0.00010505 | 0 | 0.00022322 | 0.00011416 | 0.053788 | 0.62975 | 0.9182 | 0.25761 | 0.38414 | 0.14542 | 0.46918
8009 | 1 | 0.00015762 | 0.00012527 | 0 | 0.00022322 | 0.00011416 | 0 | 0.63373 | 0.9178 | 0.35245 | 0.42447 | 0.042682 | 0
8010 | 1 | 0.00017208 | 0.00013452 | 0 | 0.00016448 | 0.00011416 | 0 | 0.6442 | 0.9069 | 0.31885 | 0.49321 | 0.0013779 | 0
8011 | 1 | 0.0001865 | 0.00014031 | 0 | 0.00011748 | 0.00011416 | 0 | 0.6441 | 0.8594 | 0.1579 | 0.49195 | 0.0057069 | 0
8012 | 1 | 0.0001843 | 0.00014524 | 0 | 8.8113e-05 | 0.00011416 | 0 | 0.6507 | 0.8498 | 0.098612 | 0.41788 | 0.072001 | 0
8013 | 1 | 0.0001614 | 0.00014957 | 0 | 5.8742e-05 | 0.00011416 | 0 | 0.63984 | 0.8195 | 0.11626 | 0.39955 | 0.10281 | 0
8014 | 1 | 0.0001406 | 0.00015223 | 0 | 3.7595e-05 | 0.00011416 | 0 | 0.62752 | 0.7984 | 0.19357 | 0.39674 | 0.066214 | 0
8015 | 1 | 0.00014015 | 0.00015379 | 0 | 2.3497e-05 | 0.00011416 | 0 | 0.61627 | 0.7932 | 0.069759 | 0.3853 | 0.022727 | 0
8016 | 1 | 0.00014289 | 0.00015489 | 0 | 9.3987e-06 | 0.00011416 | 0 | 0.60619 | 0.7852 | 0.077551 | 0.35437 | 0.0013373 | 0
8017 | 1 | 0.00012848 | 0.00015495 | 0 | 5.8742e-06 | 0.00011416 | 0 | 0.58573 | 0.7578 | 0.075237 | 0.33566 | 0.036507 | 0
8018 | 1 | 0.00011593 | 0.00015677 | 0 | 2.3497e-06 | 0.00011416 | 0 | 0.57535 | 0.7396 | 0.034332 | 0.33808 | 0.16225 | 0
8019 | 1 | 0.00010769 | 0.00015794 | 0 | 1.1748e-06 | 0.00011416 | 0 | 0.55595 | 0.7093 | 0.034453 | 0.33663 | 0.20577 | 0
8020 | 1 | 9.4504e-05 | 0.00015925 | 0 | 1.4098e-05 | 0.00011416 | 0 | 0.54112 | 0.6717 | 0.074385 | 0.33217 | 0.12983 | 0
8021 | 1 | 9.3888e-05 | 0.00016135 | 0 | 3.7595e-05 | 0.00011416 | 0 | 0.5224 | 0.6248 | 0.16606 | 0.33585 | 0.038187 | 0
8022 | 1 | 0.00010256 | 0.00016319 | 0 | 9.3987e-05 | 0.00011416 | 0 | 0.5001 | 0.6035 | 0.24994 | 0.37425 | 0.0013174 | 0
8023 | 1 | 0.00013173 | 0.00016544 | 0 | 0.0001821 | 0.00011416 | 0 | 0.471 | 0.5995 | 0.2251 | 0.42515 | 0.0045725 | 0
8024 | 1 | 0.0001626 | 0.00016634 | 0 | 0.0001586 | 0.00011416 | 0.018252 | 0.43862 | 0.5677 | 0.243 | 0.44987 | 0.062499 | 0
8025 | 1 | 0.00017246 | 0.00015297 | 0 | 0.00014685 | 0.00011416 | 0.087385 | 0.38208 | 0.512 | 0.17787 | 0.43446 | 0.091599 | 0.012057
8026 | 1 | 0.00017687 | 0.00013121 | 0 | 0.00016448 | 0.00011416 | 0.19625 | 0.35076 | 0.4522 | 0.1618 | 0.42137 | 0.060161 | 0.17139
8027 | 1 | 0.00018123 | 0.00010889 | 0 | 0.00018797 | 0.00011416 | 0.29123 | 0.33165 | 0.3983 | 0.16228 | 0.42098 | 0.021325 | 0.16569
8028 | 1 | 0.00018803 | 8.9482e-05 | 0 | 0.00020677 | 0.00011416 | 0.34663 | 0.30314 | 0.3486 | 0.15315 | 0.41991 | 0.0013373 | 0.24684
8029 | 1 | 0.00018981 | 7.7435e-05 | 0 | 0.00018797 | 0.00011416 | 0.33839 | 0.27104 | 0.3117 | 0.19503 | 0.40421 | 0.033399 | 0.72592
8030 | 1 | 0.00018469 | 7.4388e-05 | 0 | 0.00019032 | 0.00011416 | 0.27976 | 0.23691 | 0.2932 | 0.18846 | 0.39393 | 0.1499 | 0.79755
8031 | 1 | 0.00017535 | 8.2937e-05 | 0 | 0.00021382 | 0.00011416 | 0.17041 | 0.20995 | 0.2932 | 0.19637 | 0.38588 | 0.18973 | 0.56693
8032 | 1 | 0.00015964 | 0.00011139 | 0 | 0.00022322 | 0.00011416 | 0.056211 | 0.18988 | 0.2997 | 0.36182 | 0.38928 | 0.12009 | 0.24896
8033 | 1 | 0.00015185 | 0.00014248 | 0 | 0.00022322 | 0.00011416 | 0 | 0.17989 | 0.301 | 0.46104 | 0.43465 | 0.035373 | 0
8034 | 1 | 0.0001654 | 0.00015534 | 0 | 0.00016448 | 0.00011416 | 0 | 0.17378 | 0.3037 | 0.48588 | 0.4903 | 0.0012781 | 0
8035 | 1 | 0.00017816 | 0.00016409 | 0 | 0.00011748 | 0.00011416 | 0 | 0.15681 | 0.3117 | 0.37302 | 0.49806 | 0.0039066 | 0
8036 | 1 | 0.00017584 | 0.00017113 | 0 | 8.8113e-05 | 0.00011416 | 0 | 0.13896 | 0.3293 | 0.21269 | 0.46762 | 0.056654 | 0
8037 | 1 | 0.00015486 | 0.00017815 | 0 | 5.8742e-05 | 0.00011416 | 0 | 0.12985 | 0.3697 | 0.20806 | 0.42341 | 0.084599 | 0
8038 | 1 | 0.00013388 | 0.00018512 | 0 | 3.7595e-05 | 0.00011416 | 0 | 0.1219 | 0.4245 | 0.20197 | 0.40857 | 0.056337 | 0
8039 | 1 | 0.00013178 | 0.0001923 | 0 | 2.3497e-05 | 0.00011416 | 0 | 0.11821 | 0.4639 | 0.21853 | 0.3821 | 0.020423 | 0
8040 | 1 | 0.00013385 | 0.00019927 | 0 | 9.3987e-06 | 0.00011416 | 0 | 0.11336 | 0.4961 | 0.21476 | 0.33692 | 0.0013373 | 0
8041 | 1 | 0.00011705 | 0.0002058 | 0 | 5.8742e-06 | 0.00011416 | 0 | 0.1123 | 0.5207 | 0.17628 | 0.32732 | 0.030472 | 0
8042 | 1 | 0.00010488 | 0.00021073 | 0 | 2.3497e-06 | 0.00011416 | 0 | 0.10745 | 0.5322 | 0.085464 | 0.31094 | 0.13818 | 0
8043 | 1 | 9.7123e-05 | 0.00021463 | 0 | 1.1748e-06 | 0.00011416 | 0 | 0.10425 | 0.5077 | 0.081812 | 0.3152 | 0.17455 | 0
8044 | 1 | 8.4558e-05 | 0.00021895 | 0 | 1.4098e-05 | 0.00011416 | 0 | 0.10202 | 0.4859 | 0.11505 | 0.31937 | 0.11084 | 0
8045 | 1 | 8.1481e-05 | 0.00022322 | 0 | 3.7595e-05 | 0.00011416 | 0 | 0.10163 | 0.4946 | 0.23959 | 0.32296 | 0.032701 | 0
8046 | 1 | 9.4549e-05 | 0.00022719 | 0 | 9.3987e-05 | 0.00011416 | 0 | 0.10328 | 0.5322 | 0.32092 | 0.35796 | 0.0012395 | 0
8047 | 1 | 0.00012246 | 0.00023124 | 0 | 0.0001821 | 0.00011416 | 0 | 0.11162 | 0.5394 | 0.29596 | 0.39946 | 0.0033087 | 0
8048 | 1 | 0.00015187 | 0.00023267 | 0 | 0.0001586 | 0.00011416 | 0.018252 | 0.11569 | 0.5294 | 0.27672 | 0.41962 | 0.051184 | 0
8049 | 1 | 0.00016605 | 0.00020958 | 0 | 0.00014685 | 0.00011416 | 0.089485 | 0.11957 | 0.5265 | 0.25189 | 0.41933 | 0.077965 | 0
8050 | 1 | 0.00017285 | 0.00018076 | 0 | 0.00016448 | 0.00011416 | 0.20336 | 0.11501 | 0.4742 | 0.2413 | 0.42379 | 0.052679 | 0.027166
8051 | 1 | 0.00017811 | 0.00014929 | 0 | 0.00018797 | 0.00011416 | 0.29268 | 0.10279 | 0.4829 | 0.2385 | 0.41691 | 0.019547 | 0
8052 | 1 | 0.0001862 | 0.00011867 | 0 | 0.00020677 | 0.00011416 | 0.33662 | 0.10066 | 0.538 | 0.18858 | 0.41216 | 0.0013373 | 0.17752
8053 | 1 | 0.00018868 | 0.00010024 | 0 | 0.00018797 | 0.00011416 | 0.33436 | 0.10231 | 0.5178 | 0.17823 | 0.3949 | 0.026411 | 0
8054 | 1 | 0.00018208 | 9.6825e-05 | 0 | 0.00019032 | 0.00011416 | 0.26248 | 0.10066 | 0.4917 | 0.17373 | 0.39393 | 0.12178 | 0.18519
8055 | 1 | 0.00017236 | 0.0001074 | 0 | 0.00021382 | 0.00011416 | 0.15846 | 0.099593 | 0.4654 | 0.17933 | 0.39267 | 0.15333 | 0.02496
8056 | 1 | 0.0001546 | 0.00014039 | 0 | 0.00022322 | 0.00011416 | 0.049104 | 0.10289 | 0.4274 | 0.35306 | 0.40324 | 0.097883 | 0.31031
8057 | 1 | 0.000148 | 0.00017052 | 0 | 0.00022322 | 0.00011416 | 0 | 0.10813 | 0.5479 | 0.48162 | 0.45201 | 0.02895 | 0
8058 | 1 | 0.00016503 | 0.00018287 | 0 | 0.00016448 | 0.00011416 | 0 | 0.10958 | 0.6049 | 0.51254 | 0.4969 | 0.0011832 | 0
8059 | 1 | 0.00017824 | 0.00019187 | 0 | 0.00011748 | 0.00011416 | 0 | 0.10793 | 0.6494 | 0.39579 | 0.49176 | 0.0025314 | 0
8060 | 1 | 0.00017633 | 0.00019907 | 0 | 8.8113e-05 | 0.00011416 | 0 | 0.11162 | 0.6669 | 0.27916 | 0.45647 | 0.043658 | 0
8061 | 1 | 0.00015518 | 0.00020586 | 0 | 5.8742e-05 | 0.00011416 | 0 | 0.12413 | 0.6705 | 0.25797 | 0.42079 | 0.068679 | 0
8062 | 1 | 0.00013447 | 0.00021283 | 0 | 3.7595e-05 | 0.00011416 | 0 | 0.13053 | 0.6582 | 0.22778 | 0.40159 | 0.047495 | 0
8063 | 1 | 0.00013315 | 0.00021917 | 0 | 2.3497e-05 | 0.00011416 | 0 | 0.13441 | 0.6632 | 0.12929 | 0.40275 | 0.01828 | 0
8064 | 1 | 0.00013602 | 0.00022547 | 0 | 9.3987e-06 | 0.00011416 | 0 | 0.13848 | 0.6519 | 0.14256 | 0.35175 | 0.0013373 | 0
8065 | 1 | 0.00012022 | 0.00023091 | 0 | 5.8742e-06 | 0.00011416 | 0 | 0.13276 | 0.643 | 0.10178 | 0.31927 | 0.023914 | 0
8066 | 1 | 0.00010778 | 0.00023462 | 0 | 2.3497e-06 | 0.00011416 | 0 | 0.12073 | 0.6116 | 0.06428 | 0.30328 | 0.11161 | 0
8067 | 1 | 0.00010069 | 0.00023631 | 0 | 1.1748e-06 | 0.00011416 | 0 | 0.11656 | 0.6116 | 0.055028 | 0.29552 | 0.14018 | 0
8068 | 1 | 8.8632e-05 | 0.00023633 | 0 | 1.4098e-05 | 0.00011416 | 0 | 0.11618 | 0.6196 | 0.096908 | 0.29659 | 0.089831 | 0
8069 | 1 | 8.5053e-05 | 0.00023793 | 0 | 3.7595e-05 | 0.00011416 | 0 | 0.11637 | 0.6248 | 0.19041 | 0.31094 | 0.026617 | 0
8070 | 1 | 9.8703e-05 | 0.00024012 | 0 | 9.3987e-05 | 0.00011416 | 0 | 0.11841 | 0.6494 | 0.37667 | 0.38336 | 0.0011466 | 0
8071 | 1 | 0.00012848 | 0.0002436 | 0 | 0.0001821 | 0.00011416 | 0 | 0.13159 | 0.6693 | 0.40346 | 0.45744 | 0.0020875 | 0
8072 | 1 | 0.00015968 | 0.00024531 | 0 | 0.0001586 | 0.00011416 | 0.013891 | 0.14643 | 0.6404 | 0.3253 | 0.46471 | 0.039075 | 0
8073 | 1 | 0.00016905 | 0.00022889 | 0 | 0.00014685 | 0.00011416 | 0.07204 | 0.15458 | 0.6022 | 0.27197 | 0.4492 | 0.062917 | 0.031345
8074 | 1 | 0.000175 | 0.00020046 | 0 | 0.00016448 | 0.00011416 | 0.18236 | 0.14663 | 0.5789 | 0.26674 | 0.43814 | 0.044234 | 0.32615
8075 | 1 | 0.00018046 | 0.00016958 | 0 | 0.00018797 | 0.00011416 | 0.27282 | 0.13567 | 0.6169 | 0.18274 | 0.41497 | 0.017467 | 0.31843
8076 | 1 | 0.00018722 | 0.00014131 | 0 | 0.00020677 | 0.00011416 | 0.3069 | 0.13926 | 0.6644 | 0.18067 | 0.40207 | 0.0013373 | 0.60343
8077 | 1 | 0.00018895 | 0.00012047 | 0 | 0.00018797 | 0.00011416 | 0.30674 | 0.14633 | 0.6885 | 0.19917 | 0.38462 | 0.02158 | 0.46496
8078 | 1 | 0.00018571 | 0.0001103 | 0 | 0.00019032 | 0.00011416 | 0.24552 | 0.16175 | 0.7126 | 0.18091 | 0.37658 | 0.10201 | 0.62797
8079 | 1 | 0.00017623 | 0.0001184 | 0 | 0.00021382 | 0.00011416 | 0.13213 | 0.19502 | 0.7047 | 0.18128 | 0.37658 | 0.12781 | 0.70657
8080 | 1 | 0.00015677 | 0.00015867 | 0 | 0.00022322 | 0.00011416 | 0.041996 | 0.22663 | 0.7427 | 0.3281 | 0.40285 | 0.082233 | 0.60935
8081 | 1 | 0.00014832 | 0.00019492 | 0 | 0.00022322 | 0.00011416 | 0 | 0.29286 | 0.81 | 0.42172 | 0.4396 | 0.024412 | 0
8082 | 1 | 0.00016551 | 0.0002032 | 0 | 0.00016448 | 0.00011416 | 0 | 0.3558 | 0.8402 | 0.36109 | 0.49602 | 0.0011108 | 0
8083 | 1 | 0.00017933 | 0.00020844 | 0 | 0.00011748 | 0.00011416 | 0 | 0.41321 | 0.8805 | 0.22669 | 0.48371 | 0.0016988 | 0
8084 | 1 | 0.00017867 | 0.00021081 | 0 | 8.8113e-05 | 0.00011416 | 0 | 0.44327 | 0.9138 | 0.12673 | 0.42767 | 0.034824 | 0
8085 | 1 | 0.00015834 | 0.0002111 | 0 | 5.8742e-05 | 0.00011416 | 0 | 0.47333 | 0.9647 | 0.11553 | 0.4012 | 0.057486 | 0
8086 | 1 | 0.00013976 | 0.00020862 | 0 | 3.7595e-05 | 0.00011416 | 0 | 0.4873 | 0.9752 | 0.10628 | 0.37328 | 0.041127 | 0
8087 | 1 | 0.0001409 | 0.00020502 | 0 | 2.3497e-05 | 0.00011416 | 0 | 0.49661 | 0.982 | 0.073533 | 0.36077 | 0.016678 | 0
8088 | 1 | 0.00014487 | 0.00020177 | 0 | 9.3987e-06 | 0.00011416 | 0 | 0.49408 | 0.9614 | 0.054054 | 0.32432 | 0.0013373 | 0
8089 | 1 | 0.00013018 | 0.00019774 | 0 | 5.8742e-06 | 0.00011416 | 0 | 0.49205 | 0.9078 | 0.058072 | 0.30134 | 0.020473 | 0
8090 | 1 | 0.00011806 | 0.00019353 | 0 | 2.3497e-06 | 0.00011416 | 0 | 0.48031 | 0.8416 | 0.056976 | 0.27923 | 0.097428 | 0
8091 | 1 | 0.00011225 | 0.00018721 | 0 | 1.1748e-06 | 0.00011416 | 0 | 0.47517 | 0.7966 | 0.060019 | 0.27516 | 0.12191 | 0
8092 | 1 | 9.9852e-05 | 0.00018269 | 0 | 1.4098e-05 | 0.00011416 | 0 | 0.45937 | 0.728 | 0.093377 | 0.28243 | 0.0786 | 0
8093 | 1 | 9.5705e-05 | 0.00018326 | 0 | 3.7595e-05 | 0.00011416 | 0 | 0.43881 | 0.6443 | 0.18006 | 0.31307 | 0.023356 | 0
8094 | 1 | 0.00010675 | 0.00018674 | 0 | 9.3987e-05 | 0.00011416 | 0 | 0.40419 | 0.5193 | 0.3925 | 0.35428 | 0.0010931 | 0
8095 | 1 | 0.00013415 | 0.00019426 | 0 | 0.0001821 | 0.00011416 | 0 | 0.35376 | 0.4902 | 0.40382 | 0.41788 | 0.0015239 | 0
8096 | 1 | 0.00016169 | 0.000204 | 0 | 0.0001586 | 0.00011416 | 0.015022 | 0.30023 | 0.5004 | 0.29511 | 0.46354 | 0.032819 | 0
8097 | 1 | 0.00017158 | 0.00019308 | 0 | 0.00014685 | 0.00011416 | 0.065094 | 0.23865 | 0.4288 | 0.30509 | 0.46985 | 0.054893 | 0
8098 | 1 | 0.00017812 | 0.00016551 | 0 | 0.00016448 | 0.00011416 | 0.15248 | 0.1763 | 0.176 | 0.33966 | 0.45579 | 0.039629 | 0
8099 | 1 | 0.00018252 | 0.00013847 | 0 | 0.00018797 | 0.00011416 | 0.21483 | 0.12675 | 0.1122 | 0.26418 | 0.42903 | 0.016293 | 0
8100 | 1 | 0.00018725 | 0.00011538 | 0 | 0.00020677 | 0.00011416 | 0.24729 | 0.11462 | 0.079 | 0.21342 | 0.40343 | 0.0013373 | 0
8101 | 1 | 0.00018769 | 0.0001013 | 0 | 0.00018797 | 0.00011416 | 0.23954 | 0.11792 | 0.0299 | 0.16314 | 0.37658 | 0.020473 | 0
8102 | 1 | 0.00018075 | 9.7847e-05 | 0 | 0.00019032 | 0.00011416 | 0.19835 | 0.11521 | 0.0272 | 0.13221 | 0.35748 | 0.097428 | 0.0058389
8103 | 1 | 0.00017015 | 0.00010924 | 0 | 0.00021382 | 0.00011416 | 0.11048 | 0.10192 | 0.0571 | 0.17701 | 0.3629 | 0.12191 | 0
8104 | 1 | 0.00015063 | 0.00014563 | 0 | 0.00022322 | 0.00011416 | 0.035697 | 0.1025 | 0.1209 | 0.35744 | 0.37018 | 0.0786 | 0.0059726
8105 | 1 | 0.0001407 | 0.0001771 | 0 | 0.00022322 | 0.00011416 | 0 | 0.11821 | 0.1557 | 0.38288 | 0.4078 | 0.023356 | 0
8106 | 1 | 0.00015716 | 0.00018829 | 0 | 0.00016448 | 0.00011416 | 0 | 0.13509 | 0.1502 | 0.30144 | 0.4426 | 0.0010931 | 0
8107 | 1 | 0.00016911 | 0.00019682 | 0 | 0.00011748 | 0.00011416 | 0 | 0.15807 | 0.1217 | 0.17409 | 0.44493 | 0.0015239 | 0
8108 | 1 | 0.00016441 | 0.00020478 | 0 | 8.8113e-05 | 0.00011416 | 0 | 0.17931 | 0.1024 | 0.1271 | 0.39412 | 0.032819 | 0
8109 | 1 | 0.00014585 | 0.00021247 | 0 | 5.8742e-05 | 0.00011416 | 0 | 0.19967 | 0.1084 | 0.13818 | 0.36126 | 0.054893 | 0
8110 | 1 | 0.00012803 | 0.00022042 | 0 | 3.7595e-05 | 0.00011416 | 0 | 0.20355 | 0.1539 | 0.11687 | 0.35146 | 0.039629 | 0
8111 | 1 | 0.00012941 | 0.00022779 | 0 | 2.3497e-05 | 0.00011416 | 0 | 0.21596 | 0.2971 | 0.13745 | 0.36164 | 0.016293 | 0
8112 | 1 | 0.00013231 | 0.00023425 | 0 | 9.3987e-06 | 0.00011416 | 0 | 0.22702 | 0.4829 | 0.085342 | 0.33488 | 0.0013373 | 0
8113 | 1 | 0.00011468 | 0.00023977 | 0 | 5.8742e-06 | 0.00011416 | 0 | 0.23361 | 0.6196 | 0.060385 | 0.29058 | 0.02158 | 0
8114 | 1 | 9.8736e-05 | 0.00024378 | 0 | 2.3497e-06 | 0.00011416 | 0 | 0.2277 | 0.6979 | 0.047845 | 0.26973 | 0.10201 | 0
8115 | 1 | 8.9596e-05 | 0.00024605 | 0 | 1.1748e-06 | 0.00011416 | 0 | 0.22993 | 0.6778 | 0.044558 | 0.26566 | 0.12781 | 0
8116 | 1 | 7.4903e-05 | 0.00024838 | 0 | 1.4098e-05 | 0.00011416 | 0 | 0.25553 | 0.6506 | 0.044802 | 0.27351 | 0.082233 | 0
8117 | 1 | 6.9535e-05 | 0.00024722 | 0 | 3.7595e-05 | 0.00011416 | 0 | 0.2691 | 0.6885 | 0.057219 | 0.27341 | 0.024412 | 0
8118 | 1 | 7.4937e-05 | 0.00024533 | 0 | 9.3987e-05 | 0.00011416 | 0 | 0.28171 | 0.7081 | 0.11395 | 0.28476 | 0.0011108 | 0
8119 | 1 | 8.5864e-05 | 0.00024738 | 0 | 0.0001821 | 0.00011416 | 0 | 0.2852 | 0.6494 | 0.10032 | 0.31385 | 0.0016988 | 0
8120 | 1 | 9.9046e-05 | 0.00024865 | 0 | 0.0001586 | 0.00011416 | 0.012437 | 0.29645 | 0.5408 | 0.14731 | 0.33392 | 0.034824 | 0
8121 | 1 | 0.0001129 | 0.00023695 | 0 | 0.00014685 | 0.00011416 | 0.065094 | 0.30421 | 0.4654 | 0.15279 | 0.37173 | 0.057486 | 0.071682
8122 | 1 | 0.00012749 | 0.00021893 | 0 | 0.00016448 | 0.00011416 | 0.16023 | 0.3014 | 0.3768 | 0.09009 | 0.37221 | 0.041127 | 0.13406
8123 | 1 | 0.00013565 | 0.00019672 | 0 | 0.00018797 | 0.00011416 | 0.2305 | 0.27473 | 0.2932 | 0.11152 | 0.37212 | 0.016678 | 0.072596
8124 | 1 | 0.00014239 | 0.0001752 | 0 | 0.00020677 | 0.00011416 | 0.2649 | 0.27085 | 0.4317 | 0.070246 | 0.37153 | 0.0013373 | 0.13308
8125 | 1 | 0.00015192 | 0.00015716 | 0 | 0.00018797 | 0.00011416 | 0.25989 | 0.27502 | 0.5593 | 0.033358 | 0.3534 | 0.023914 | 0.19118
8126 | 1 | 0.00014499 | 0.00014837 | 0 | 0.00019032 | 0.00011416 | 0.21418 | 0.29218 | 0.643 | 0.018992 | 0.33741 | 0.11161 | 0.10557
8127 | 1 | 0.00013218 | 0.00015154 | 0 | 0.00021382 | 0.00011416 | 0.12454 | 0.32157 | 0.6288 | 0.08242 | 0.31588 | 0.14018 | 0.145
8128 | 1 | 0.00011546 | 0.00017911 | 0 | 0.00022322 | 0.00011416 | 0.040704 | 0.33563 | 0.6275 | 0.10421 | 0.3154 | 0.089831 | 0.45799
8129 | 1 | 0.00010616 | 0.00020688 | 0 | 0.00022322 | 0.00011416 | 0 | 0.36821 | 0.7529 | 0.18639 | 0.33993 | 0.026617 | 0
8130 | 1 | 0.00012318 | 0.00021185 | 0 | 0.00016448 | 0.00011416 | 0 | 0.39439 | 0.7807 | 0.14974 | 0.39519 | 0.0011466 | 0
8131 | 1 | 0.00013671 | 0.00021533 | 0 | 0.00011748 | 0.00011416 | 0 | 0.41137 | 0.7932 | 0.072316 | 0.41885 | 0.0020875 | 0
8132 | 1 | 0.00013499 | 0.00022024 | 0 | 8.8113e-05 | 0.00011416 | 0 | 0.42484 | 0.7825 | 0.063063 | 0.36979 | 0.039075 | 0
8133 | 1 | 0.00012147 | 0.00022071 | 0 | 5.8742e-05 | 0.00011416 | 0 | 0.43144 | 0.7958 | 0.098856 | 0.34642 | 0.062917 | 0
8134 | 1 | 0.00010954 | 0.00021815 | 0 | 3.7595e-05 | 0.00011416 | 0 | 0.43658 | 0.7676 | 0.085951 | 0.34691 | 0.044234 | 0
8135 | 1 | 0.00011681 | 0.00021584 | 0 | 2.3497e-05 | 0.00011416 | 0 | 0.45336 | 0.7385 | 0.066594 | 0.33498 | 0.017467 | 0
8136 | 1 | 0.00012548 | 0.00021435 | 0 | 9.3987e-06 | 0.00011416 | 0 | 0.468 | 0.7247 | 0.056245 | 0.30124 | 0.0013373 | 0
8137 | 1 | 0.0001127 | 0.00021259 | 0 | 5.8742e-06 | 0.00011416 | 0 | 0.47614 | 0.7204 | 0.049793 | 0.27545 | 0.027722 | 0
8138 | 1 | 9.9908e-05 | 0.00021007 | 0 | 2.3497e-06 | 0.00011416 | 0 | 0.48157 | 0.7204 | 0.034697 | 0.25189 | 0.1271 | 0
8139 | 1 | 9.033e-05 | 0.00020743 | 0 | 1.1748e-06 | 0.00011416 | 0 | 0.47285 | 0.7519 | 0.032871 | 0.23832 | 0.1602 | 0
8140 | 1 | 7.5131e-05 | 0.0002041 | 0 | 1.4098e-05 | 0.00011416 | 0 | 0.46761 | 0.7779 | 0.030192 | 0.23473 | 0.10208 | 0
8141 | 1 | 6.7255e-05 | 0.00020136 | 0 | 3.7595e-05 | 0.00011416 | 0 | 0.46955 | 0.7742 | 0.030801 | 0.23764 | 0.030167 | 0
8142 | 1 | 6.8481e-05 | 0.00019886 | 0 | 9.3987e-05 | 0.00011416 | 0 | 0.47566 | 0.7779 | 0.030923 | 0.2452 | 0.0012018 | 0
8143 | 1 | 7.414e-05 | 0.0001967 | 0 | 0.0001821 | 0.00011416 | 0 | 0.47682 | 0.7852 | 0.051254 | 0.27196 | 0.0027751 | 0
8144 | 1 | 8.1685e-05 | 0.00019289 | 0 | 0.0001586 | 0.00011416 | 0.012599 | 0.48303 | 0.7852 | 0.10433 | 0.28999 | 0.046078 | 0
8145 | 1 | 9.252e-05 | 0.00017624 | 0 | 0.00014685 | 0.00011416 | 0.065094 | 0.47411 | 0.7949 | 0.089116 | 0.30725 | 0.071687 | 0.016603
8146 | 1 | 0.00010981 | 0.00015503 | 0 | 0.00016448 | 0.00011416 | 0.16492 | 0.45297 | 0.7468 | 0.10786 | 0.31898 | 0.049183 | 0.012747
8147 | 1 | 0.00012308 | 0.00013335 | 0 | 0.00018797 | 0.00011416 | 0.24843 | 0.42533 | 0.707 | 0.12747 | 0.31714 | 0.018696 | 0.0072986
8148 | 1 | 0.00013325 | 0.00011173 | 0 | 0.00020677 | 0.00011416 | 0.28348 | 0.40768 | 0.6826 | 0.081812 | 0.32723 | 0.0013373 | 0.17815
8149 | 1 | 0.00014515 | 9.5332e-05 | 0 | 0.00018797 | 0.00011416 | 0.27201 | 0.39052 | 0.6932 | 0.033114 | 0.32364 | 0.033399 | 0.086747
8150 | 1 | 0.00013664 | 8.6803e-05 | 0 | 0.00019032 | 0.00011416 | 0.21564 | 0.37112 | 0.6885 | 0.05028 | 0.29979 | 0.1499 | 0.061821
8151 | 1 | 0.00012166 | 8.9523e-05 | 0 | 0.00021382 | 0.00011416 | 0.1255 | 0.33631 | 0.6327 | 0.06148 | 0.29077 | 0.18973 | 0
8152 | 1 | 0.00010543 | 0.00011202 | 0 | 0.00022322 | 0.00011416 | 0.041512 | 0.28976 | 0.6049 | 0.1092 | 0.29281 | 0.12009 | 0.21261
8153 | 1 | 9.7957e-05 | 0.00013761 | 0 | 0.00022322 | 0.00011416 | 0 | 0.29965 | 0.643 | 0.19028 | 0.31385 | 0.035373 | 0
8154 | 1 | 0.00011555 | 0.00014524 | 0 | 0.00016448 | 0.00011416 | 0 | 0.31798 | 0.6909 | 0.21281 | 0.3821 | 0.0012781 | 0
8155 | 1 | 0.0001331 | 0.00015266 | 0 | 0.00011748 | 0.00011416 | 0 | 0.32894 | 0.6826 | 0.12552 | 0.39694 | 0.0039066 | 0
8156 | 1 | 0.00013671 | 0.00016029 | 0 | 8.8113e-05 | 0.00011416 | 0 | 0.30401 | 0.6594 | 0.13903 | 0.37037 | 0.056654 | 0
8157 | 1 | 0.00012414 | 0.00016718 | 0 | 5.8742e-05 | 0.00011416 | 0 | 0.28123 | 0.6532 | 0.16155 | 0.35398 | 0.084599 | 0
8158 | 1 | 0.00011108 | 0.00017363 | 0 | 3.7595e-05 | 0.00011416 | 0 | 0.26813 | 0.6607 | 0.17519 | 0.35234 | 0.056337 | 0
8159 | 1 | 0.00011156 | 0.00017993 | 0 | 2.3497e-05 | 0.00011416 | 0 | 0.23953 | 0.6681 | 0.094595 | 0.3345 | 0.020423 | 0
8160 | 1 | 0.00011578 | 0.00018473 | 0 | 9.3987e-06 | 0.00011416 | 0 | 0.21771 | 0.6557 | 0.06075 | 0.28854 | 0.0013373 | 0
8161 | 1 | 0.00010317 | 0.0001877 | 0 | 5.8742e-06 | 0.00011416 | 0 | 0.2051 | 0.6353 | 0.059289 | 0.277 | 0.039802 | 0
8162 | 1 | 9.2249e-05 | 0.00018937 | 0 | 2.3497e-06 | 0.00011416 | 0 | 0.19628 | 0.6049 | 0.047115 | 0.27516 | 0.17527 | 0
8163 | 1 | 8.442e-05 | 0.00019132 | 0 | 1.1748e-06 | 0.00011416 | 0 | 0.19375 | 0.5705 | 0.02654 | 0.26721 | 0.22268 | 0
8164 | 1 | 7.1767e-05 | 0.00019302 | 0 | 1.4098e-05 | 0.00011416 | 0 | 0.19841 | 0.5494 | 0.030192 | 0.26721 | 0.14009 | 0
8165 | 1 | 6.9615e-05 | 0.00019451 | 0 | 3.7595e-05 | 0.00011416 | 0 | 0.20326 | 0.538 | 0.050645 | 0.28553 | 0.041147 | 0
8166 | 1 | 8.4151e-05 | 0.00019639 | 0 | 9.3987e-05 | 0.00011416 | 0 | 0.22062 | 0.5337 | 0.20648 | 0.31898 | 0.0013575 | 0
8167 | 1 | 0.00011545 | 0.00019829 | 0 | 0.0001821 | 0.00011416 | 0 | 0.24137 | 0.5593 | 0.23241 | 0.36048 | 0.0053101 | 0
8168 | 1 | 0.00014791 | 0.00019723 | 0 | 0.0001586 | 0.00011416 | 0.01373 | 0.23885 | 0.5775 | 0.25359 | 0.40566 | 0.068734 | 0
8169 | 1 | 0.00016177 | 0.00017553 | 0 | 0.00014685 | 0.00011416 | 0.080762 | 0.22876 | 0.6956 | 0.20392 | 0.4108 | 0.098975 | 0.0033874
8170 | 1 | 0.00016913 | 0.00014603 | 0 | 0.00016448 | 0.00011416 | 0.19932 | 0.20258 | 0.6897 | 0.18249 | 0.38608 | 0.064153 | 0.0025629
8171 | 1 | 0.00017341 | 0.00011695 | 0 | 0.00018797 | 0.00011416 | 0.29769 | 0.18794 | 0.7036 | 0.12211 | 0.36853 | 0.022253 | 0
8172 | 1 | 0.00018074 | 8.6619e-05 | 0 | 0.00020677 | 0.00011416 | 0.34922 | 0.17436 | 0.7569 | 0.075481 | 0.35612 | 0.0013373 | 0.034777
8173 | 1 | 0.00018322 | 6.7004e-05 | 0 | 0.00018797 | 0.00011416 | 0.34162 | 0.17795 | 0.7816 | 0.10129 | 0.35311 | 0.048895 | 0.59352
8174 | 1 | 0.00017844 | 5.9784e-05 | 0 | 0.00019032 | 0.00011416 | 0.27863 | 0.17591 | 0.7666 | 0.09496 | 0.34206 | 0.21082 | 0.079772
8175 | 1 | 0.00016783 | 7.1095e-05 | 0 | 0.00021382 | 0.00011416 | 0.16007 | 0.17543 | 0.7047 | 0.12369 | 0.33741 | 0.26898 | 0.51217
8176 | 1 | 0.00014861 | 0.0001102 | 0 | 0.00022322 | 0.00011416 | 0.046681 | 0.20209 | 0.7215 | 0.26808 | 0.35234 | 0.16807 | 0.0061174
8177 | 1 | 0.00013939 | 0.00014315 | 0 | 0.00022322 | 0.00011416 | 0 | 0.26901 | 0.7666 | 0.38824 | 0.40091 | 0.049205 | 0
8178 | 1 | 0.00015723 | 0.00015135 | 0 | 0.00016448 | 0.00011416 | 0 | 0.32952 | 0.7834 | 0.29608 | 0.42951 | 0.0014614 | 0
8179 | 1 | 0.00017205 | 0.00015886 | 0 | 0.00011748 | 0.00011416 | 0 | 0.38509 | 0.7695 | 0.10701 | 0.4107 | 0.0074916 | 0
8180 | 1 | 0.00016964 | 0.00016608 | 0 | 8.8113e-05 | 0.00011416 | 0 | 0.41699 | 0.7458 | 0.052228 | 0.37502 | 0.086105 | 0
8181 | 1 | 0.00014847 | 0.00017242 | 0 | 5.8742e-05 | 0.00011416 | 0 | 0.42824 | 0.7269 | 0.078768 | 0.35544 | 0.11912 | 0
8182 | 1 | 0.00012912 | 0.00017543 | 0 | 3.7595e-05 | 0.00011416 | 0 | 0.41854 | 0.7137 | 0.066107 | 0.35088 | 0.0749 | 0
8183 | 1 | 0.00012959 | 0.0001778 | 0 | 2.3497e-05 | 0.00011416 | 0 | 0.41631 | 0.7137 | 0.062698 | 0.33256 | 0.024691 | 0
8184 | 1 | 0.00013326 | 0.00018058 | 0 | 9.3987e-06 | 0.00011416 | 0 | 0.40458 | 0.7608 | 0.040054 | 0.309 | 0.0013373 | 0
8185 | 1 | 0.00011708 | 0.00018207 | 0 | 5.8742e-06 | 0.00011416 | 0 | 0.40118 | 0.7519 | 0.05308 | 0.25926 | 0.059277 | 0
8186 | 1 | 0.00010437 | 0.00018338 | 0 | 2.3497e-06 | 0.00011416 | 0 | 0.3783 | 0.7666 | 0.027392 | 0.24336 | 0.25088 | 0
8187 | 1 | 9.7258e-05 | 0.00018535 | 0 | 1.1748e-06 | 0.00011416 | 0 | 0.36278 | 0.6582 | 0.021305 | 0.24617 | 0.32128 | 0
8188 | 1 | 8.4416e-05 | 0.00018757 | 0 | 1.4098e-05 | 0.00011416 | 0 | 0.36249 | 0.5995 | 0.037862 | 0.25015 | 0.19955 | 0
8189 | 1 | 8.2407e-05 | 0.00018944 | 0 | 3.7595e-05 | 0.00011416 | 0 | 0.36928 | 0.6169 | 0.073776 | 0.26634 | 0.058253 | 0
8190 | 1 | 9.5706e-05 | 0.00019154 | 0 | 9.3987e-05 | 0.00011416 | 0 | 0.36569 | 0.643 | 0.18079 | 0.30977 | 0.0015704 | 0
8191 | 1 | 0.00012572 | 0.00019299 | 0 | 0.0001821 | 0.00011416 | 0 | 0.359 | 0.6301 | 0.16581 | 0.37309 | 0.010201 | 0
8192 | 1 | 0.00015805 | 0.00019144 | 0 | 0.0001586 | 0.00011416 | 0.013407 | 0.35619 | 0.6314 | 0.15851 | 0.39684 | 0.10618 | 0
8193 | 1 | 0.00017069 | 0.00017246 | 0 | 0.00014685 | 0.00011416 | 0.063318 | 0.32991 | 0.6248 | 0.10774 | 0.38637 | 0.14184 | 0
8194 | 1 | 0.00017448 | 0.00015066 | 0 | 0.00016448 | 0.00011416 | 0.15199 | 0.28821 | 0.6049 | 0.12174 | 0.37095 | 0.086783 | 0
8195 | 1 | 0.00017791 | 0.00012947 | 0 | 0.00018797 | 0.00011416 | 0.22662 | 0.24952 | 0.5803 | 0.12807 | 0.35447 | 0.0273 | 0.058901
8196 | 1 | 0.00018447 | 0.00010946 | 0 | 0.00020677 | 0.00011416 | 0.26022 | 0.22547 | 0.5705 | 0.14634 | 0.33295 | 0.0013373 | 0.5459
8197 | 1 | 0.00018678 | 9.5966e-05 | 0 | 0.00018797 | 0.00011416 | 0.23825 | 0.2114 | 0.673 | 0.16253 | 0.30997 | 0.068568 | 0.41815
8198 | 1 | 0.00018297 | 9.2366e-05 | 0 | 0.00019032 | 0.00011416 | 0.16895 | 0.20384 | 0.7666 | 0.16168 | 0.3218 | 0.28635 | 0.1838
8199 | 1 | 0.00017523 | 9.9872e-05 | 0 | 0.00021382 | 0.00011416 | 0.086739 | 0.20976 | 0.7559 | 0.20684 | 0.34002 | 0.36769 | 0.13222
8200 | 1 | 0.00016265 | 0.00012243 | 0 | 0.00022322 | 0.00011416 | 0.028105 | 0.21868 | 0.6979 | 0.32956 | 0.35282 | 0.22739 | 0.006162
8201 | 1 | 0.00015622 | 0.00014421 | 0 | 0.00022322 | 0.00011416 | 0 | 0.22789 | 0.6802 | 0.3852 | 0.40382 | 0.066242 | 0
8202 | 1 | 0.00017045 | 0.00015352 | 0 | 0.00016448 | 0.00011416 | 0 | 0.22857 | 0.6814 | 0.4205 | 0.44541 | 0.0016614 | 0
8203 | 1 | 0.00018065 | 0.00016268 | 0 | 0.00011748 | 0.00011416 | 0 | 0.22692 | 0.6404 | 0.21463 | 0.44503 | 0.012788 | 0
8204 | 1 | 0.00017654 | 0.00017068 | 0 | 8.8113e-05 | 0.00011416 | 0 | 0.21897 | 0.5607 | 0.056124 | 0.37532 | 0.12432 | 0
8205 | 1 | 0.00015456 | 0.00017655 | 0 | 5.8742e-05 | 0.00011416 | 0 | 0.20277 | 0.4727 | 0.079377 | 0.32277 | 0.16196 | 0
8206 | 1 | 0.00013364 | 0.00018062 | 0 | 3.7595e-05 | 0.00011416 | 0 | 0.205 | 0.3883 | 0.22449 | 0.29445 | 0.097148 | 0
8207 | 1 | 0.0001323 | 0.00018457 | 0 | 2.3497e-05 | 0.00011416 | 0 | 0.21111 | 0.3334 | 0.15194 | 0.30192 | 0.029515 | 0
8208 | 1 | 0.00013487 | 0.00018768 | 0 | 9.3987e-06 | 0.00011416 | 0 | 0.22479 | 0.3077 | 0.060141 | 0.27409 | 0.0013373 | 0
8209 | 1 | 0.00011886 | 0.00019099 | 0 | 5.8742e-06 | 0.00011416 | 0 | 0.22779 | 0.2893 | 0.031775 | 0.24093 | 0.078782 | 0
8210 | 1 | 0.00010468 | 0.00019645 | 0 | 2.3497e-06 | 0.00011416 | 0 | 0.21548 | 0.2431 | 0.028001 | 0.22649 | 0.32501 | 0
8211 | 1 | 9.6545e-05 | 0.00020177 | 0 | 1.1748e-06 | 0.00011416 | 0 | 0.20568 | 0.176 | 0.024957 | 0.22843 | 0.41838 | 0
8212 | 1 | 8.3209e-05 | 0.0002076 | 0 | 1.4098e-05 | 0.00011416 | 0 | 0.1924 | 0.1145 | 0.039445 | 0.23153 | 0.25771 | 0
8213 | 1 | 8.051e-05 | 0.00021253 | 0 | 3.7595e-05 | 0.00011416 | 0 | 0.17436 | 0.061 | 0.15486 | 0.25441 | 0.074929 | 0
8214 | 1 | 9.3875e-05 | 0.00021735 | 0 | 9.3987e-05 | 0.00011416 | 0 | 0.15729 | 0.0295 | 0.28098 | 0.30822 | 0.0017558 | 0
8215 | 1 | 0.00012312 | 0.00022222 | 0 | 0.0001821 | 0.00011416 | 0 | 0.14323 | 0.0174 | 0.3309 | 0.36863 | 0.015778 | 0
8216 | 1 | 0.00015503 | 0.00022574 | 0 | 0.0001586 | 0.00011416 | 0.014214 | 0.13169 | 0.0295 | 0.3253 | 0.41836 | 0.14442 | 0
8217 | 1 | 0.00016786 | 0.00021629 | 0 | 0.00014685 | 0.00011416 | 0.079793 | 0.11443 | 0.0691 | 0.23898 | 0.44202 | 0.1839 | 0.00702
8218 | 1 | 0.0001707 | 0.00019692 | 0 | 0.00016448 | 0.00011416 | 0.19738 | 0.10367 | 0.1368 | 0.21622 | 0.44037 | 0.10831 | 0.078067
8219 | 1 | 0.00017172 | 0.00017563 | 0 | 0.00018797 | 0.00011416 | 0.29268 | 0.089313 | 0.1283 | 0.1831 | 0.43077 | 0.031847 | 0.13803
8220 | 1 | 0.00017552 | 0.00015242 | 0 | 0.00020677 | 0.00011416 | 0.34712 | 0.084368 | 0.1623 | 0.17531 | 0.41768 | 0.0013373 | 0.057519
8221 | 1 | 0.00017743 | 0.00013511 | 0 | 0.00018797 | 0.00011416 | 0.34792 | 0.09552 | 0.2 | 0.17811 | 0.39083 | 0.089964 | 0.0079671
8222 | 1 | 0.00017065 | 0.00012873 | 0 | 0.00019032 | 0.00011416 | 0.28461 | 0.10367 | 0.2313 | 0.15145 | 0.3566 | 0.36702 | 0.02974
8223 | 1 | 0.00016048 | 0.00013814 | 0 | 0.00021382 | 0.00011416 | 0.17251 | 0.10706 | 0.236 | 0.22036 | 0.34196 | 0.47351 | 0.011054
8224 | 1 | 0.00014148 | 0.00017831 | 0 | 0.00022322 | 0.00011416 | 0.053949 | 0.11084 | 0.2828 | 0.24531 | 0.37231 | 0.2906 | 0.0061843
8225 | 1 | 0.00013303 | 0.00021555 | 0 | 0.00022322 | 0.00011416 | 0 | 0.13547 | 0.3598 | 0.31118 | 0.40944 | 0.084345 | 0
8226 | 1 | 0.00015157 | 0.00022787 | 0 | 0.00016448 | 0.00011416 | 0 | 0.1666 | 0.4128 | 0.39664 | 0.45026 | 0.0018538 | 0
8227 | 1 | 0.00016584 | 0.00023856 | 0 | 0.00011748 | 0.00011416 | 0 | 0.19007 | 0.4815 | 0.33881 | 0.46616 | 0.019201 | 0
8228 | 1 | 0.00016493 | 0.00024685 | 0 | 8.8113e-05 | 0.00011416 | 0 | 0.18997 | 0.5607 | 0.23143 | 0.42302 | 0.16657 | 0
8229 | 1 | 0.00014782 | 0.00025051 | 0 | 5.8742e-05 | 0.00011416 | 0 | 0.1826 | 0.6209 | 0.1719 | 0.39936 | 0.20773 | 0
8230 | 1 | 0.00012846 | 0.00025229 | 0 | 3.7595e-05 | 0.00011416 | 0 | 0.17814 | 0.6443 | 0.13733 | 0.36979 | 0.12029 | 0
8231 | 1 | 0.00012836 | 0.00025566 | 0 | 2.3497e-05 | 0.00011416 | 0 | 0.18095 | 0.6582 | 0.10677 | 0.35069 | 0.034298 | 0
8232 | 1 | 0.00013206 | 0.00026049 | 0 | 9.3987e-06 | 0.00011416 | 0 | 0.1764 | 0.6693 | 0.075968 | 0.32732 | 0.0013373 | 0
8233 | 1 | 0.00011608 | 0.00026538 | 0 | 5.8742e-06 | 0.00011416 | 0 | 0.17611 | 0.6656 | 0.095569 | 0.30493 | 0.099011 | 0
8234 | 1 | 0.00010451 | 0.00026892 | 0 | 2.3497e-06 | 0.00011416 | 0 | 0.16806 | 0.6443 | 0.10519 | 0.28864 | 0.40079 | 0
8235 | 1 | 9.7308e-05 | 0.00027115 | 0 | 1.1748e-06 | 0.00011416 | 0 | 0.16951 | 0.5926 | 0.12576 | 0.27332 | 0.5179 | 0
8236 | 1 | 8.5301e-05 | 0.00027538 | 0 | 1.4098e-05 | 0.00011416 | 0 | 0.17029 | 0.5279 | 0.13294 | 0.27264 | 0.31703 | 0
8237 | 1 | 8.1574e-05 | 0.00028092 | 0 | 3.7595e-05 | 0.00011416 | 0 | 0.17746 | 0.4771 | 0.24154 | 0.2992 | 0.091902 | 0
8238 | 1 | 9.4701e-05 | 0.00028614 | 0 | 9.3987e-05 | 0.00011416 | 0 | 0.18202 | 0.4274 | 0.43962 | 0.35059 | 0.0019297 | 0
8239 | 1 | 0.00012417 | 0.00029148 | 0 | 0.0001821 | 0.00011416 | 0 | 0.17727 | 0.3998 | 0.51315 | 0.43688 | 0.022071 | 0
8240 | 1 | 0.00015637 | 0.00029499 | 0 | 0.0001586 | 0.00011416 | 0.015506 | 0.17436 | 0.357 | 0.51583 | 0.48226 | 0.18459 | 0
8241 | 1 | 0.00016812 | 0.00028113 | 0 | 0.00014685 | 0.00011416 | 0.089646 | 0.17271 | 0.305 | 0.47431 | 0.49186 | 0.2269 | 0.014307
8242 | 1 | 0.00017414 | 0.00025634 | 0 | 0.00016448 | 0.00011416 | 0.20707 | 0.16408 | 0.2043 | 0.42647 | 0.4872 | 0.12983 | 0.020949
8243 | 1 | 0.00017723 | 0.00023006 | 0 | 0.00018797 | 0.00011416 | 0.3006 | 0.15632 | 0.1529 | 0.40285 | 0.46296 | 0.036217 | 0
8244 | 1 | 0.00018413 | 0.00020496 | 0 | 0.00020677 | 0.00011416 | 0.33549 | 0.14682 | 0.1317 | 0.36864 | 0.43174 | 0.0013373 | 0.020068
8245 | 1 | 0.00018538 | 0.00018559 | 0 | 0.00018797 | 0.00011416 | 0.32192 | 0.14391 | 0.1342 | 0.3018 | 0.40537 | 0.10216 | 0.013305
8246 | 1 | 0.00017953 | 0.00017594 | 0 | 0.00019032 | 0.00011416 | 0.26361 | 0.14876 | 0.1394 | 0.25237 | 0.37493 | 0.41249 | 0.33396
8247 | 1 | 0.00016951 | 0.00018402 | 0 | 0.00021382 | 0.00011416 | 0.15054 | 0.15254 | 0.1456 | 0.29291 | 0.36484 | 0.53329 | 0.48803
8248 | 1 | 0.00015082 | 0.00022177 | 0 | 0.00022322 | 0.00011416 | 0.047165 | 0.16476 | 0.2142 | 0.4765 | 0.38957 | 0.32619 | 0.429
8249 | 1 | 0.00014468 | 0.00025141 | 0 | 0.00022322 | 0.00011416 | 0 | 0.20345 | 0.3444 | 0.56416 | 0.46839 | 0.094518 | 0
8250 | 1 | 0.00016484 | 0.00025859 | 0 | 0.00016448 | 0.00011416 | 0 | 0.22896 | 0.4157 | 0.54821 | 0.51736 | 0.0019554 | 0
8251 | 1 | 0.00018065 | 0.00026378 | 0 | 0.00011748 | 0.00011416 | 0 | 0.2435 | 0.3754 | 0.42647 | 0.51755 | 0.023087 | 0
8252 | 1 | 0.00017883 | 0.00026812 | 0 | 8.8113e-05 | 0.00011416 | 0 | 0.24787 | 0.3037 | 0.25846 | 0.45414 | 0.19088 | 0
8253 | 1 | 0.00015724 | 0.00027133 | 0 | 5.8742e-05 | 0.00011416 | 0 | 0.25834 | 0.288 | 0.29815 | 0.40217 | 0.23354 | 0
8254 | 1 | 0.00013703 | 0.00027245 | 0 | 3.7595e-05 | 0.00011416 | 0 | 0.26193 | 0.3037 | 0.33869 | 0.40227 | 0.13312 | 0
8255 | 1 | 0.0001373 | 0.00027188 | 0 | 2.3497e-05 | 0.00011416 | 0 | 0.27298 | 0.3197 | 0.22863 | 0.38617 | 0.036872 | 0
8256 | 1 | 0.00014094 | 0.00027 | 0 | 9.3987e-06 | 0.00011416 | 0 | 0.2725 | 0.3797 | 0.15023 | 0.32257 | 0.0013373 | 0
8257 | 1 | 0.0001261 | 0.00026863 | 0 | 5.8742e-06 | 0.00011416 | 0 | 0.26833 | 0.5077 | 0.11919 | 0.28679 | 0.10537 | 0
8258 | 1 | 0.00011491 | 0.00026542 | 0 | 2.3497e-06 | 0.00011416 | 0 | 0.2756 | 0.6142 | 0.082664 | 0.27613 | 0.42441 | 0
8259 | 1 | 0.0001083 | 0.00026227 | 0 | 1.1748e-06 | 0.00011416 | 0 | 0.28171 | 0.6644 | 0.060506 | 0.26343 | 0.54899 | 0
8260 | 1 | 9.8133e-05 | 0.0002581 | 0 | 1.4098e-05 | 0.00011416 | 0 | 0.29771 | 0.673 | 0.11395 | 0.27264 | 0.33552 | 0
8261 | 1 | 9.51e-05 | 0.00025458 | 0 | 3.7595e-05 | 0.00011416 | 0 | 0.30411 | 0.6506 | 0.23436 | 0.2865 | 0.097183 | 0
8262 | 1 | 0.00010961 | 0.00025139 | 0 | 9.3987e-05 | 0.00011416 | 0 | 0.3077 | 0.6301 | 0.43694 | 0.33178 | 0.0019813 | 0
8263 | 1 | 0.00013902 | 0.00024803 | 0 | 0.0001821 | 0.00011416 | 0 | 0.3367 | 0.6288 | 0.48076 | 0.42292 | 0.024135 | 0
8264 | 1 | 0.00017085 | 0.00024394 | 0 | 0.0001586 | 0.00011416 | 0.016314 | 0.32923 | 0.6404 | 0.5073 | 0.47983 | 0.1973 | 0
8265 | 1 | 0.00018292 | 0.00022687 | 0 | 0.00014685 | 0.00011416 | 0.075755 | 0.29296 | 0.6619 | 0.49659 | 0.48837 | 0.24031 | 0.029116
8266 | 1 | 0.0001873 | 0.00020189 | 0 | 0.00016448 | 0.00011416 | 0.17574 | 0.2756 | 0.6656 | 0.48965 | 0.48856 | 0.13647 | 0.23974
8267 | 1 | 0.00019007 | 0.00017751 | 0 | 0.00018797 | 0.00011416 | 0.25295 | 0.25533 | 0.6076 | 0.39542 | 0.46345 | 0.037535 | 0.29308
8268 | 1 | 0.00019409 | 0.00015602 | 0 | 0.00020677 | 0.00011416 | 0.29268 | 0.26193 | 0.6008 | 0.3337 | 0.41235 | 0.0013373 | 0.17612
8269 | 1 | 0.00019419 | 0.00014019 | 0 | 0.00018797 | 0.00011416 | 0.29091 | 0.27676 | 0.6443 | 0.23338 | 0.37357 | 0.10537 | 0.15744
8270 | 1 | 0.00018723 | 0.00013143 | 0 | 0.00019032 | 0.00011416 | 0.24342 | 0.29771 | 0.6656 | 0.15802 | 0.35525 | 0.42441 | 0.62771
8271 | 1 | 0.00017746 | 0.00013325 | 0 | 0.00021382 | 0.00011416 | 0.14602 | 0.311 | 0.6557 | 0.14707 | 0.34322 | 0.54899 | 0.734
8272 | 1 | 0.00016185 | 0.00015285 | 0 | 0.00022322 | 0.00011416 | 0.046842 | 0.33524 | 0.6569 | 0.27295 | 0.33663 | 0.33552 | 0.4305
8273 | 1 | 0.00015392 | 0.00017373 | 0 | 0.00022322 | 0.00011416 | 0 | 0.38247 | 0.6897 | 0.36864 | 0.36484 | 0.097183 | 0
8274 | 1 | 0.00017103 | 0.0001813 | 0 | 0.00016448 | 0.00011416 | 0 | 0.40041 | 0.6932 | 0.36949 | 0.43106 | 0.0019813 | 0
8275 | 1 | 0.00018139 | 0.00018755 | 0 | 0.00011748 | 0.00011416 | 0 | 0.40254 | 0.6656 | 0.23935 | 0.43969 | 0.024135 | 0
8276 | 1 | 0.00017643 | 0.00019238 | 0 | 8.8113e-05 | 0.00011416 | 0 | 0.37917 | 0.6456 | 0.14889 | 0.36368 | 0.1973 | 0
8277 | 1 | 0.00015768 | 0.00019664 | 0 | 5.8742e-05 | 0.00011416 | 0 | 0.34445 | 0.6379 | 0.17884 | 0.32936 | 0.24031 | 0
8278 | 1 | 0.00013883 | 0.00020146 | 0 | 3.7595e-05 | 0.00011416 | 0 | 0.31284 | 0.5858 | 0.23557 | 0.32063 | 0.13647 | 0
8279 | 1 | 0.00013927 | 0.00020651 | 0 | 2.3497e-05 | 0.00011416 | 0 | 0.28249 | 0.5265 | 0.091186 | 0.31065 | 0.037535 | 0
8280 | 1 | 0.00014145 | 0.00021097 | 0 | 9.3987e-06 | 0.00011416 | 0 | 0.26503 | 0.4902 | 0.066107 | 0.28709 | 0.0013373 | 0
8281 | 1 | 0.0001244 | 0.00021508 | 0 | 5.8742e-06 | 0.00011416 | 0 | 0.23982 | 0.4742 | 0.059898 | 0.2707 | 0.10216 | 0
8282 | 1 | 0.00010928 | 0.00021846 | 0 | 2.3497e-06 | 0.00011416 | 0 | 0.22634 | 0.4595 | 0.029218 | 0.26702 | 0.41249 | 0
8283 | 1 | 9.9362e-05 | 0.00022134 | 0 | 1.1748e-06 | 0.00011416 | 0 | 0.20976 | 0.4303 | 0.018992 | 0.23638 | 0.53329 | 0
8284 | 1 | 8.4304e-05 | 0.00022408 | 0 | 1.4098e-05 | 0.00011416 | 0 | 0.18037 | 0.3998 | 0.02374 | 0.22523 | 0.32619 | 0
8285 | 1 | 7.7101e-05 | 0.00022729 | 0 | 3.7595e-05 | 0.00011416 | 0 | 0.15244 | 0.4027 | 0.057219 | 0.22445 | 0.094518 | 0
8286 | 1 | 8.0885e-05 | 0.00022938 | 0 | 9.3987e-05 | 0.00011416 | 0 | 0.1409 | 0.4405 | 0.088629 | 0.24724 | 0.0019554 | 0
8287 | 1 | 9.124e-05 | 0.00022987 | 0 | 0.0001821 | 0.00011416 | 0 | 0.13499 | 0.5106 | 0.11894 | 0.29581 | 0.023087 | 0
8288 | 1 | 0.00010452 | 0.00022822 | 0 | 0.0001586 | 0.00011416 | 0.017445 | 0.13935 | 0.5803 | 0.16374 | 0.34526 | 0.19088 | 0
8289 | 1 | 0.00012067 | 0.0002105 | 0 | 0.00014685 | 0.00011416 | 0.08367 | 0.1441 | 0.6248 | 0.093255 | 0.36853 | 0.23354 | 0.022219
8290 | 1 | 0.00013597 | 0.00018338 | 0 | 0.00016448 | 0.00011416 | 0.20594 | 0.14711 | 0.5077 | 0.066472 | 0.36038 | 0.13312 | 0.27554
8291 | 1 | 0.00014481 | 0.0001553 | 0 | 0.00018797 | 0.00011416 | 0.30544 | 0.15865 | 0.4405 | 0.088264 | 0.33818 | 0.036872 | 0.481
8292 | 1 | 0.00015167 | 0.00012791 | 0 | 0.00020677 | 0.00011416 | 0.34243 | 0.17572 | 0.5135 | 0.090577 | 0.32606 | 0.0013373 | 0.68612
8293 | 1 | 0.00016081 | 0.00010994 | 0 | 0.00018797 | 0.00011416 | 0.32951 | 0.18823 | 0.5207 | 0.07122 | 0.30386 | 0.095931 | 0.82375
8294 | 1 | 0.00015244 | 0.00010374 | 0 | 0.00019032 | 0.00011416 | 0.26506 | 0.19279 | 0.4756 | 0.080351 | 0.26925 | 0.38931 | 0.77285
8295 | 1 | 0.00013822 | 0.00011184 | 0 | 0.00021382 | 0.00011416 | 0.15054 | 0.18794 | 0.3542 | 0.089968 | 0.26643 | 0.50281 | 0.73193
8296 | 1 | 0.00012064 | 0.00014125 | 0 | 0.00022322 | 0.00011416 | 0.046842 | 0.19443 | 0.3265 | 0.19382 | 0.27022 | 0.30805 | 0.43163
8297 | 1 | 0.00011375 | 0.00016688 | 0 | 0.00022322 | 0.00011416 | 0 | 0.218 | 0.3697 | 0.21037 | 0.32257 | 0.089335 | 0
8298 | 1 | 0.00013211 | 0.00017676 | 0 | 0.00016448 | 0.00011416 | 0 | 0.23798 | 0.4027 | 0.18091 | 0.38443 | 0.0019042 | 0
8299 | 1 | 0.00014697 | 0.00018555 | 0 | 0.00011748 | 0.00011416 | 0 | 0.25272 | 0.4405 | 0.14561 | 0.38036 | 0.021085 | 0
8300 | 1 | 0.00014639 | 0.000195 | 0 | 8.8113e-05 | 0.00011416 | 0 | 0.25407 | 0.4815 | 0.11115 | 0.33285 | 0.17845 | 0
8301 | 1 | 0.00013214 | 0.00020592 | 0 | 5.8742e-05 | 0.00011416 | 0 | 0.24593 | 0.5091 | 0.15072 | 0.29794 | 0.22038 | 0
8302 | 1 | 0.00011713 | 0.00021513 | 0 | 3.7595e-05 | 0.00011416 | 0 | 0.23342 | 0.5494 | 0.19954 | 0.27584 | 0.1266 | 0
8303 | 1 | 0.00012172 | 0.00022159 | 0 | 2.3497e-05 | 0.00011416 | 0 | 0.21819 | 0.5621 | 0.097151 | 0.27487 | 0.03557 | 0
8304 | 1 | 0.00012867 | 0.00022619 | 0 | 9.3987e-06 | 0.00011416 | 0 | 0.20743 | 0.5149 | 0.083151 | 0.25887 | 0.0013373 | 0
8305 | 1 | 0.00011536 | 0.00023004 | 0 | 5.8742e-06 | 0.00011416 | 0 | 0.20646 | 0.4581 | 0.055028 | 0.24937 | 0.089964 | 0
8306 | 1 | 0.00010427 | 0.00022999 | 0 | 2.3497e-06 | 0.00011416 | 0 | 0.19346 | 0.4041 | 0.050402 | 0.24443 | 0.36702 | 0
8307 | 1 | 9.5586e-05 | 0.00022911 | 0 | 1.1748e-06 | 0.00011416 | 0 | 0.17775 | 0.3417 | 0.060872 | 0.2293 | 0.47351 | 0
8308 | 1 | 8.0254e-05 | 0.00022887 | 0 | 1.4098e-05 | 0.00011416 | 0 | 0.16427 | 0.2867 | 0.061724 | 0.21049 | 0.2906 | 0
8309 | 1 | 7.1499e-05 | 0.00022981 | 0 | 3.7595e-05 | 0.00011416 | 0 | 0.15458 | 0.212 | 0.046628 | 0.20458 | 0.084345 | 0
8310 | 1 | 7.3086e-05 | 0.00023087 | 0 | 9.3987e-05 | 0.00011416 | 0 | 0.14682 | 0.1842 | 0.040906 | 0.20836 | 0.0018538 | 0
8311 | 1 | 7.8937e-05 | 0.00023153 | 0 | 0.0001821 | 0.00011416 | 0 | 0.13004 | 0.1652 | 0.075968 | 0.2198 | 0.019201 | 0
8312 | 1 | 8.7541e-05 | 0.00023128 | 0 | 0.0001586 | 0.00011416 | 0.015022 | 0.10997 | 0.1576 | 0.094108 | 0.24481 | 0.16657 | 0
8313 | 1 | 9.8976e-05 | 0.00022145 | 0 | 0.00014685 | 0.00011416 | 0.068648 | 0.096102 | 0.1585 | 0.10056 | 0.25267 | 0.20773 | 0.0037663
8314 | 1 | 0.00011536 | 0.00020404 | 0 | 0.00016448 | 0.00011416 | 0.16847 | 0.084368 | 0.1275 | 0.1142 | 0.25587 | 0.12029 | 0.015979
8315 | 1 | 0.00013064 | 0.00018346 | 0 | 0.00018797 | 0.00011416 | 0.25456 | 0.071373 | 0.0959 | 0.14305 | 0.27002 | 0.034298 | 0
8316 | 1 | 0.00014046 | 0.00016356 | 0 | 0.00020677 | 0.00011416 | 0.30383 | 0.060415 | 0.0803 | 0.092768 | 0.29038 | 0.0013373 | 0
8317 | 1 | 0.00015237 | 0.00014902 | 0 | 0.00018797 | 0.00011416 | 0.29931 | 0.049942 | 0.0862 | 0.060506 | 0.27584 | 0.078782 | 0
8318 | 1 | 0.00014288 | 0.00014317 | 0 | 0.00019032 | 0.00011416 | 0.24649 | 0.045093 | 0.0869 | 0.10433 | 0.24656 | 0.32501 | 0
8319 | 1 | 0.00012667 | 0.00014994 | 0 | 0.00021382 | 0.00011416 | 0.14489 | 0.043445 | 0.1053 | 0.14061 | 0.23551 | 0.41838 | 0
8320 | 1 | 0.00010859 | 0.00018007 | 0 | 0.00022322 | 0.00011416 | 0.04765 | 0.045481 | 0.1873 | 0.21488 | 0.24772 | 0.25771 | 0.0062623
8321 | 1 | 9.9882e-05 | 0.00020917 | 0 | 0.00022322 | 0.00011416 | 0 | 0.052948 | 0.3361 | 0.30801 | 0.26624 | 0.074929 | 0
8322 | 1 | 0.00011831 | 0.00021924 | 0 | 0.00016448 | 0.00011416 | 0 | 0.063809 | 0.4157 | 0.31592 | 0.32257 | 0.0017558 | 0
8323 | 1 | 0.00013607 | 0.00022541 | 0 | 0.00011748 | 0.00011416 | 0 | 0.07341 | 0.4376 | 0.19138 | 0.32286 | 0.015778 | 0
8324 | 1 | 0.00014062 | 0.00023083 | 0 | 8.8113e-05 | 0.00011416 | 0 | 0.080683 | 0.4566 | 0.1607 | 0.29203 | 0.14442 | 0
8325 | 1 | 0.00012897 | 0.00023505 | 0 | 5.8742e-05 | 0.00011416 | 0 | 0.088635 | 0.5077 | 0.15315 | 0.27245 | 0.1839 | 0
8326 | 1 | 0.00011691 | 0.00023713 | 0 | 3.7595e-05 | 0.00011416 | 0 | 0.10124 | 0.5508 | 0.14098 | 0.27574 | 0.10831 | 0
8327 | 1 | 0.00011945 | 0.0002384 | 0 | 2.3497e-05 | 0.00011416 | 0 | 0.11462 | 0.5394 | 0.070002 | 0.26973 | 0.031847 | 0
8328 | 1 | 0.00012365 | 0.00024083 | 0 | 9.3987e-06 | 0.00011416 | 0 | 0.13431 | 0.4844 | 0.052593 | 0.24142 | 0.0013373 | 0
8329 | 1 | 0.00011049 | 0.00024466 | 0 | 5.8742e-06 | 0.00011416 | 0 | 0.14711 | 0.4508 | 0.068176 | 0.22436 | 0.068568 | 0
8330 | 1 | 9.9095e-05 | 0.00024838 | 0 | 2.3497e-06 | 0.00011416 | 0 | 0.15846 | 0.4946 | 0.052106 | 0.22639 | 0.28635 | 0
8331 | 1 | 9.1973e-05 | 0.00025086 | 0 | 1.1748e-06 | 0.00011416 | 0 | 0.16486 | 0.5705 | 0.066715 | 0.22852 | 0.36769 | 0
8332 | 1 | 7.9403e-05 | 0.00025253 | 0 | 1.4098e-05 | 0.00011416 | 0 | 0.16524 | 0.5733 | 0.064524 | 0.22688 | 0.22739 | 0
8333 | 1 | 7.7114e-05 | 0.00025399 | 0 | 3.7595e-05 | 0.00011416 | 0 | 0.173 | 0.6022 | 0.17263 | 0.22678 | 0.066242 | 0
8334 | 1 | 9.1847e-05 | 0.00025587 | 0 | 9.3987e-05 | 0.00011416 | 0 | 0.17892 | 0.5844 | 0.37801 | 0.27797 | 0.0016614 | 0
8335 | 1 | 0.00012361 | 0.00025591 | 0 | 0.0001821 | 0.00011416 | 0 | 0.17581 | 0.6116 | 0.4244 | 0.3663 | 0.012788 | 0
8336 | 1 | 0.00015705 | 0.00025388 | 0 | 0.0001586 | 0.00011416 | 0.014376 | 0.17804 | 0.5663 | 0.39883 | 0.42224 | 0.12432 | 0
8337 | 1 | 0.00017152 | 0.00023875 | 0 | 0.00014685 | 0.00011416 | 0.061218 | 0.17397 | 0.5207 | 0.36754 | 0.414 | 0.16196 | 0
8338 | 1 | 0.00017584 | 0.00021862 | 0 | 0.00016448 | 0.00011416 | 0.15377 | 0.16951 | 0.5091 | 0.38544 | 0.40692 | 0.097148 | 0.0053486
8339 | 1 | 0.00018082 | 0.0001969 | 0 | 0.00018797 | 0.00011416 | 0.24309 | 0.15506 | 0.4347 | 0.33005 | 0.39752 | 0.029515 | 0
8340 | 1 | 0.00018727 | 0.00017628 | 0 | 0.00020677 | 0.00011416 | 0.28994 | 0.14372 | 0.3768 | 0.27015 | 0.39044 | 0.0013373 | 0
8341 | 1 | 0.00018928 | 0.00015962 | 0 | 0.00018797 | 0.00011416 | 0.28703 | 0.13955 | 0.3998 | 0.25006 | 0.36203 | 0.057093 | 0
8342 | 1 | 0.00018348 | 0.00015006 | 0 | 0.00019032 | 0.00011416 | 0.23566 | 0.13256 | 0.5048 | 0.23399 | 0.36552 | 0.24249 | 0.015032
8343 | 1 | 0.00017435 | 0.00015289 | 0 | 0.00021382 | 0.00011416 | 0.14263 | 0.13906 | 0.6196 | 0.28878 | 0.34594 | 0.31032 | 0.011176
8344 | 1 | 0.00015907 | 0.00017586 | 0 | 0.00022322 | 0.00011416 | 0.043773 | 0.14876 | 0.685 | 0.42257 | 0.36213 | 0.19297 | 0.018809
8345 | 1 | 0.00015383 | 0.00019578 | 0 | 0.00022322 | 0.00011416 | 0 | 0.18115 | 0.7468 | 0.44631 | 0.43659 | 0.056361 | 0
8346 | 1 | 0.00017278 | 0.0001987 | 0 | 0.00016448 | 0.00011416 | 0 | 0.21916 | 0.7807 | 0.43426 | 0.47809 | 0.0015481 | 0
8347 | 1 | 0.00018712 | 0.00020126 | 0 | 0.00011748 | 0.00011416 | 0 | 0.25359 | 0.7714 | 0.31118 | 0.47848 | 0.0096143 | 0
8348 | 1 | 0.00018625 | 0.00020291 | 0 | 8.8113e-05 | 0.00011416 | 0 | 0.27376 | 0.7647 | 0.201 | 0.42486 | 0.10194 | 0
8349 | 1 | 0.00016469 | 0.00020443 | 0 | 5.8742e-05 | 0.00011416 | 0 | 0.27735 | 0.7508 | 0.20136 | 0.37231 | 0.13708 | 0
8350 | 1 | 0.00014388 | 0.00020447 | 0 | 3.7595e-05 | 0.00011416 | 0 | 0.26144 | 0.8395 | 0.19795 | 0.35786 | 0.084313 | 0
8351 | 1 | 0.00014343 | 0.00020322 | 0 | 2.3497e-05 | 0.00011416 | 0 | 0.25058 | 0.7417 | 0.16058 | 0.33624 | 0.026764 | 0
8352 | 1 | 0.00014652 | 0.00020197 | 0 | 9.3987e-06 | 0.00011416 | 0 | 0.24535 | 0.707 | 0.13051 | 0.2994 | 0.0013373 | 0
8353 | 1 | 0.00013098 | 0.0002032 | 0 | 5.8742e-06 | 0.00011416 | 0 | 0.24486 | 0.7247 | 0.099099 | 0.26382 | 0.046976 | 0
8354 | 1 | 0.00011728 | 0.00020326 | 0 | 2.3497e-06 | 0.00011416 | 0 | 0.25369 | 0.7559 | 0.080107 | 0.25713 | 0.20336 | 0
8355 | 1 | 0.00010981 | 0.00020253 | 0 | 1.1748e-06 | 0.00011416 | 0 | 0.24796 | 0.7104 | 0.073411 | 0.24889 | 0.25925 | 0
8356 | 1 | 9.6664e-05 | 0.00020365 | 0 | 1.4098e-05 | 0.00011416 | 0 | 0.23798 | 0.6967 | 0.097273 | 0.25034 | 0.1622 | 0
8357 | 1 | 9.3289e-05 | 0.0002042 | 0 | 3.7595e-05 | 0.00011416 | 0 | 0.22285 | 0.6404 | 0.17434 | 0.24918 | 0.047516 | 0
8358 | 1 | 0.00010538 | 0.00020549 | 0 | 9.3987e-05 | 0.00011416 | 0 | 0.20849 | 0.6035 | 0.34746 | 0.28418 | 0.0014402 | 0
8359 | 1 | 0.00013495 | 0.00020443 | 0 | 0.0001821 | 0.00011416 | 0 | 0.21199 | 0.6129 | 0.39311 | 0.36407 | 0.0070149 | 0
8360 | 1 | 0.00016663 | 0.000203 | 0 | 0.0001586 | 0.00011416 | 0.015022 | 0.22382 | 0.6129 | 0.33431 | 0.42011 | 0.082421 | 0
8361 | 1 | 0.00017663 | 0.0001896 | 0 | 0.00014685 | 0.00011416 | 0.059926 | 0.2277 | 0.6862 | 0.31945 | 0.4267 | 0.11489 | 0.0038889
8362 | 1 | 0.00017957 | 0.00016825 | 0 | 0.00016448 | 0.00011416 | 0.13439 | 0.21897 | 0.8491 | 0.33772 | 0.41303 | 0.072661 | 0.021506
8363 | 1 | 0.00018531 | 0.00014481 | 0 | 0.00018797 | 0.00011416 | 0.17542 | 0.21082 | 0.8582 | 0.41174 | 0.39325 | 0.02419 | 0
8364 | 1 | 0.000192 | 0.00012521 | 0 | 0.00020677 | 0.00011416 | 0.19125 | 0.1956 | 0.8588 | 0.39226 | 0.38802 | 0.0013373 | 0
8365 | 1 | 0.00019467 | 0.0001118 | 0 | 0.00018797 | 0.00011416 | 0.18058 | 0.20316 | 0.8132 | 0.34246 | 0.38472 | 0.038131 | 0.07527
8366 | 1 | 0.00019031 | 0.00010654 | 0 | 0.00019032 | 0.00011416 | 0.13132 | 0.20772 | 0.8287 | 0.30326 | 0.3694 | 0.16868 | 0.0060171
8367 | 1 | 0.0001839 | 0.00011278 | 0 | 0.00021382 | 0.00011416 | 0.068487 | 0.22721 | 0.8092 | 0.2794 | 0.3695 | 0.21411 | 0
8368 | 1 | 0.00017253 | 0.00012777 | 0 | 0.00022322 | 0.00011416 | 0.023583 | 0.26018 | 0.8464 | 0.47906 | 0.3821 | 0.1349 | 0
8369 | 1 | 0.00016989 | 0.00013722 | 0 | 0.00022322 | 0.00011416 | 0 | 0.29403 | 0.9133 | 0.52325 | 0.45424 | 0.039648 | 0
8370 | 1 | 0.0001848 | 0.00013971 | 0 | 0.00016448 | 0.00011416 | 0 | 0.32545 | 0.9266 | 0.41417 | 0.46965 | 0.0013373 | 0
8371 | 1 | 0.00019612 | 0.00014158 | 0 | 0.00011748 | 0.00011416 | 0 | 0.32157 | 0.9133 | 0.22888 | 0.4363 | 0.0049321 | 0
8372 | 1 | 0.00019315 | 0.0001428 | 0 | 8.8113e-05 | 0.00011416 | 0 | 0.31138 | 0.919 | 0.12893 | 0.35893 | 0.065567 | 0
8373 | 1 | 0.00017286 | 0.00014366 | 0 | 5.8742e-05 | 0.00011416 | 0 | 0.31352 | 0.9349 | 0.11176 | 0.31821 | 0.09524 | 0
8374 | 1 | 0.00015184 | 0.0001453 | 0 | 3.7595e-05 | 0.00011416 | 0 | 0.31051 | 0.9426 | 0.11127 | 0.2931 | 0.062136 | 0
8375 | 1 | 0.0001491 | 0.00014765 | 0 | 2.3497e-05 | 0.00011416 | 0 | 0.31323 | 0.9244 | 0.069515 | 0.29281 | 0.021786 | 0
8376 | 1 | 0.00015053 | 0.00014857 | 0 | 9.3987e-06 | 0.00011416 | 0 | 0.33088 | 0.8674 | 0.048697 | 0.25286 | 0.0013373 | 0
8377 | 1 | 0.00013375 | 0.00014963 | 0 | 5.8742e-06 | 0.00011416 | 0 | 0.34756 | 0.8799 | 0.070976 | 0.23841 | 0.029075 | 0
8378 | 1 | 0.00012003 | 0.00014961 | 0 | 2.3497e-06 | 0.00011416 | 0 | 0.34707 | 0.8656 | 0.090942 | 0.23967 | 0.13256 | 0
8379 | 1 | 0.00011261 | 0.00014918 | 0 | 1.1748e-06 | 0.00011416 | 0 | 0.34125 | 0.8478 | 0.04541 | 0.24258 | 0.16727 | 0
8380 | 1 | 9.9516e-05 | 0.00014941 | 0 | 1.4098e-05 | 0.00011416 | 0 | 0.3463 | 0.8124 | 0.037497 | 0.23221 | 0.1064 | 0
8381 | 1 | 9.5252e-05 | 0.00015025 | 0 | 3.7595e-05 | 0.00011416 | 0 | 0.33931 | 0.7949 | 0.085707 | 0.24413 | 0.031417 | 0
8382 | 1 | 0.00010819 | 0.00014792 | 0 | 9.3987e-05 | 0.00011416 | 0 | 0.33466 | 0.7676 | 0.17665 | 0.27933 | 0.0012206 | 0
8383 | 1 | 0.00013636 | 0.00014745 | 0 | 0.0001821 | 0.00011416 | 0 | 0.3397 | 0.7236 | 0.27246 | 0.32761 | 0.0030341 | 0
8384 | 1 | 0.00016759 | 0.00014495 | 0 | 0.0001586 | 0.00011416 | 0.011468 | 0.32545 | 0.7059 | 0.24251 | 0.34497 | 0.048587 | 0
8385 | 1 | 0.00018103 | 0.00012828 | 0 | 0.00014685 | 0.00011416 | 0.062187 | 0.31827 | 0.6754 | 0.19187 | 0.35961 | 0.074782 | 0.0039446
8386 | 1 | 0.00018428 | 0.00010509 | 0 | 0.00016448 | 0.00011416 | 0.15248 | 0.30111 | 0.5719 | 0.20465 | 0.35156 | 0.050911 | 0.018898
8387 | 1 | 0.00018877 | 8.2262e-05 | 0 | 0.00018797 | 0.00011416 | 0.19625 | 0.29732 | 0.6089 | 0.19235 | 0.34099 | 0.019119 | 0
8388 | 1 | 0.00019533 | 6.048e-05 | 0 | 0.00020677 | 0.00011416 | 0.20804 | 0.29955 | 0.7375 | 0.13867 | 0.32606 | 0.0013373 | 0
8389 | 1 | 0.00019854 | 4.6633e-05 | 0 | 0.00018797 | 0.00011416 | 0.20643 | 0.30401 | 0.6705 | 0.11152 | 0.33052 | 0.022727 | 0
8390 | 1 | 0.00019316 | 4.332e-05 | 0 | 0.00019032 | 0.00011416 | 0.15539 | 0.28937 | 0.3854 | 0.13453 | 0.29348 | 0.10674 | 0
8391 | 1 | 0.0001851 | 5.2503e-05 | 0 | 0.00021382 | 0.00011416 | 0.084477 | 0.28801 | 0.3697 | 0.15084 | 0.31617 | 0.1339 | 0
8392 | 1 | 0.00017162 | 7.3386e-05 | 0 | 0.00022322 | 0.00011416 | 0.027298 | 0.26862 | 0.5106 | 0.22109 | 0.34187 | 0.085976 | 0
8393 | 1 | 0.00016658 | 8.9789e-05 | 0 | 0.00022322 | 0.00011416 | 0 | 0.2627 | 0.6619 | 0.31373 | 0.38142 | 0.025498 | 0
8394 | 1 | 0.00018127 | 9.6293e-05 | 0 | 0.00016448 | 0.00011416 | 0 | 0.25175 | 0.7354 | 0.23983 | 0.40334 | 0.0011286 | 0
8395 | 1 | 0.00019212 | 0.00010112 | 0 | 0.00011748 | 0.00011416 | 0 | 0.24981 | 0.7437 | 0.10872 | 0.38569 | 0.0018864 | 0
8396 | 1 | 0.00018939 | 0.00010656 | 0 | 8.8113e-05 | 0.00011416 | 0 | 0.24942 | 0.7447 | 0.09849 | 0.34196 | 0.036909 | 0
8397 | 1 | 0.00016752 | 0.00011249 | 0 | 5.8742e-05 | 0.00011416 | 0 | 0.25621 | 0.7458 | 0.07402 | 0.3185 | 0.060161 | 0
8398 | 1 | 0.0001458 | 0.00011853 | 0 | 3.7595e-05 | 0.00011416 | 0 | 0.25213 | 0.7519 | 0.082785 | 0.30017 | 0.042662 | 0
8399 | 1 | 0.00014301 | 0.00012401 | 0 | 2.3497e-05 | 0.00011416 | 0 | 0.25465 | 0.7488 | 0.067933 | 0.28728 | 0.01707 | 0
8400 | 1 | 0.0001446 | 0.00012924 | 0 | 9.3987e-06 | 0.00011416 | 0 | 0.25805 | 0.7437 | 0.062941 | 0.2485 | 0.0013373 | 0
8401 | 1 | 0.00012794 | 0.00013493 | 0 | 5.8742e-06 | 0.00011416 | 0 | 0.25417 | 0.7385 | 0.046384 | 0.21359 | 0.017378 | 0
8402 | 1 | 0.00011427 | 0.0001408 | 0 | 2.3497e-06 | 0.00011416 | 0 | 0.25475 | 0.7236 | 0.034453 | 0.2133 | 0.084504 | 0
8403 | 1 | 0.00010527 | 0.00014485 | 0 | 1.1748e-06 | 0.00011416 | 0 | 0.26183 | 0.7025 | 0.058802 | 0.21679 | 0.10529 | 0
8404 | 1 | 9.1325e-05 | 0.00014898 | 0 | 1.4098e-05 | 0.00011416 | 0 | 0.26367 | 0.6862 | 0.064402 | 0.21854 | 0.068347 | 0
8405 | 1 | 8.6614e-05 | 0.00015532 | 0 | 3.7595e-05 | 0.00011416 | 0 | 0.28103 | 0.6979 | 0.1008 | 0.226 | 0.020374 | 0
8406 | 1 | 9.6953e-05 | 0.00016168 | 0 | 9.3987e-05 | 0.00011416 | 0 | 0.30004 | 0.699 | 0.28902 | 0.26711 | 0.0010414 | 0
8407 | 1 | 0.00012443 | 0.00016714 | 0 | 0.0001821 | 0.00011416 | 0 | 0.32196 | 0.7301 | 0.25335 | 0.32238 | 0.0010722 | 0
8408 | 1 | 0.00015414 | 0.00017039 | 0 | 0.0001586 | 0.00011416 | 0.011791 | 0.3463 | 0.7137 | 0.15315 | 0.34458 | 0.02727 | 0
8409 | 1 | 0.0001669 | 0.00015158 | 0 | 0.00014685 | 0.00011416 | 0.079955 | 0.35328 | 0.6766 | 0.15303 | 0.35515 | 0.047581 | 0.0040003
8410 | 1 | 0.00017152 | 0.00011973 | 0 | 0.00016448 | 0.00011416 | 0.17105 | 0.32777 | 0.6035 | 0.17969 | 0.35495 | 0.035355 | 0.043357
8411 | 1 | 0.00017624 | 9.0934e-05 | 0 | 0.00018797 | 0.00011416 | 0.24568 | 0.28258 | 0.525 | 0.17373 | 0.32238 | 0.015172 | 0.080763
8412 | 1 | 0.00018248 | 6.4284e-05 | 0 | 0.00020677 | 0.00011416 | 0.25634 | 0.26086 | 0.4888 | 0.11578 | 0.30415 | 0.0013373 | 0.42761
8413 | 1 | 0.00018526 | 4.6899e-05 | 0 | 0.00018797 | 0.00011416 | 0.2271 | 0.24505 | 0.4449 | 0.11322 | 0.29688 | 0.01376 | 0.091583
8414 | 1 | 0.00018037 | 4.289e-05 | 0 | 0.00019032 | 0.00011416 | 0.18172 | 0.23507 | 0.4961 | 0.13514 | 0.29794 | 0.069123 | 0.012057
8415 | 1 | 0.00017098 | 5.5714e-05 | 0 | 0.00021382 | 0.00011416 | 0.097561 | 0.24011 | 0.5733 | 0.14828 | 0.32403 | 0.08559 | 0.39933
8416 | 1 | 0.00015536 | 8.5085e-05 | 0 | 0.00022322 | 0.00011416 | 0.029559 | 0.266 | 0.6209 | 0.23862 | 0.33799 | 0.056119 | 0.25617
8417 | 1 | 0.00015005 | 0.00010589 | 0 | 0.00022322 | 0.00011416 | 0 | 0.31206 | 0.685 | 0.25554 | 0.37386 | 0.016808 | 0
8418 | 1 | 0.00016652 | 0.00011358 | 0 | 0.00016448 | 0.00011416 | 0 | 0.34494 | 0.8059 | 0.18481 | 0.41138 | 0.00097493 | 0
8419 | 1 | 0.00017842 | 0.0001201 | 0 | 0.00011748 | 0.00011416 | 0 | 0.346 | 0.7906 | 0.12527 | 0.39587 | 0.00062252 | 0
8420 | 1 | 0.00017513 | 0.00012611 | 0 | 8.8113e-05 | 0.00011416 | 0 | 0.33068 | 0.685 | 0.057463 | 0.33159 | 0.020896 | 0
8421 | 1 | 0.00015504 | 0.00013164 | 0 | 5.8742e-05 | 0.00011416 | 0 | 0.30498 | 0.6008 | 0.065498 | 0.3026 | 0.038885 | 0
8422 | 1 | 0.00013413 | 0.00013853 | 0 | 3.7595e-05 | 0.00011416 | 0 | 0.28355 | 0.5437 | 0.10665 | 0.29067 | 0.030151 | 0
8423 | 1 | 0.00013245 | 0.00014426 | 0 | 2.3497e-05 | 0.00011416 | 0 | 0.25242 | 0.4829 | 0.048819 | 0.27817 | 0.01376 | 0
8424 | 1 | 0.00013492 | 0.00014863 | 0 | 9.3987e-06 | 0.00011416 | 0 | 0.2243 | 0.4888 | 0.033479 | 0.25189 | 0.0013373 | 0
8425 | 1 | 0.00011943 | 0.00015086 | 0 | 5.8742e-06 | 0.00011416 | 0 | 0.22333 | 0.525 | 0.031653 | 0.22222 | 0.039802 | 0
8426 | 1 | 0.0001044 | 0.00015737 | 0 | 2.3497e-06 | 0.00011416 | 0 | 0.18949 | 0.5091 | 0.033114 | 0.21941 | 0.17527 | 0
8427 | 1 | 9.555e-05 | 0.00016381 | 0 | 1.1748e-06 | 0.00011416 | 0 | 0.16049 | 0.5294 | 0.036888 | 0.22445 | 0.22268 | 0
8428 | 1 | 8.0982e-05 | 0.00016902 | 0 | 1.4098e-05 | 0.00011416 | 0 | 0.16786 | 0.5494 | 0.042245 | 0.22804 | 0.14009 | 0
8429 | 1 | 7.5947e-05 | 0.0001735 | 0 | 3.7595e-05 | 0.00011416 | 0 | 0.15196 | 0.5091 | 0.13002 | 0.23502 | 0.041147 | 0
8430 | 1 | 8.7738e-05 | 0.00017586 | 0 | 9.3987e-05 | 0.00011416 | 0 | 0.13441 | 0.5149 | 0.19552 | 0.26731 | 0.0013575 | 0
8431 | 1 | 0.00011529 | 0.00017639 | 0 | 0.0001821 | 0.00011416 | 0 | 0.12849 | 0.4888 | 0.21427 | 0.33246 | 0.0053101 | 0
8432 | 1 | 0.00014596 | 0.00017367 | 0 | 0.0001586 | 0.00011416 | 0.010499 | 0.11715 | 0.4917 | 0.19601 | 0.3408 | 0.068734 | 0
8433 | 1 | 0.00015852 | 0.00015747 | 0 | 0.00014685 | 0.00011416 | 0.05508 | 0.10493 | 0.499 | 0.16947 | 0.34729 | 0.098975 | 0.0040449
8434 | 1 | 0.00016334 | 0.00013286 | 0 | 0.00016448 | 0.00011416 | 0.1373 | 0.099593 | 0.4727 | 0.17568 | 0.35466 | 0.064153 | 0.084262
8435 | 1 | 0.00016908 | 0.00010926 | 0 | 0.00018797 | 0.00011416 | 0.20239 | 0.096393 | 0.4946 | 0.12527 | 0.34468 | 0.022253 | 0.0050589
8436 | 1 | 0.0001742 | 8.8153e-05 | 0 | 0.00020677 | 0.00011416 | 0.22613 | 0.093774 | 0.4961 | 0.10251 | 0.32616 | 0.0013373 | 0.24968
8437 | 1 | 0.00017568 | 7.3876e-05 | 0 | 0.00018797 | 0.00011416 | 0.22517 | 0.094065 | 0.4946 | 0.087777 | 0.30958 | 0.046976 | 0.091639
8438 | 1 | 0.00016929 | 6.8988e-05 | 0 | 0.00019032 | 0.00011416 | 0.1864 | 0.087762 | 0.4756 | 0.10604 | 0.28476 | 0.20336 | 0.078368
8439 | 1 | 0.00016003 | 7.7722e-05 | 0 | 0.00021382 | 0.00011416 | 0.10435 | 0.08621 | 0.4771 | 0.13915 | 0.28233 | 0.25925 | 0.018653
8440 | 1 | 0.00014439 | 0.00010388 | 0 | 0.00022322 | 0.00011416 | 0.035051 | 0.10483 | 0.5004 | 0.19394 | 0.31113 | 0.1622 | 0.062289
8441 | 1 | 0.00013646 | 0.00012307 | 0 | 0.00022322 | 0.00011416 | 0 | 0.12791 | 0.5621 | 0.1775 | 0.35243 | 0.047516 | 0
8442 | 1 | 0.000153 | 0.00012988 | 0 | 0.00016448 | 0.00011416 | 0 | 0.15351 | 0.6156 | 0.15291 | 0.3981 | 0.0014402 | 0
8443 | 1 | 0.00016342 | 0.00013601 | 0 | 0.00011748 | 0.00011416 | 0 | 0.16971 | 0.6742 | 0.12917 | 0.38142 | 0.0070149 | 0
8444 | 1 | 0.00015802 | 0.00014129 | 0 | 8.8113e-05 | 0.00011416 | 0 | 0.18997 | 0.6979 | 0.084368 | 0.32936 | 0.082421 | 0
8445 | 1 | 0.00014043 | 0.00014548 | 0 | 5.8742e-05 | 0.00011416 | 0 | 0.19851 | 0.7025 | 0.090821 | 0.29571 | 0.11489 | 0
8446 | 1 | 0.00012358 | 0.0001497 | 0 | 3.7595e-05 | 0.00011416 | 0 | 0.19928 | 0.7247 | 0.10458 | 0.28544 | 0.072661 | 0
8447 | 1 | 0.0001224 | 0.00015375 | 0 | 2.3497e-05 | 0.00011416 | 0 | 0.20607 | 0.7343 | 0.050037 | 0.27768 | 0.02419 | 0
8448 | 1 | 0.00012841 | 0.00015753 | 0 | 9.3987e-06 | 0.00011416 | 0 | 0.2181 | 0.728 | 0.057828 | 0.25063 | 0.0013373 | 0
8449 | 1 | 0.00011138 | 0.00016146 | 0 | 5.8742e-06 | 0.00011416 | 0 | 0.21887 | 0.7002 | 0.039445 | 0.23046 | 0.052888 | 0
8450 | 1 | 9.6064e-05 | 0.00016477 | 0 | 2.3497e-06 | 0.00011416 | 0 | 0.20471 | 0.6681 | 0.027027 | 0.22145 | 0.22628 | 0
8451 | 1 | 8.6462e-05 | 0.00016696 | 0 | 1.1748e-06 | 0.00011416 | 0 | 0.2117 | 0.6506 | 0.021792 | 0.20807 | 0.28916 | 0
8452 | 1 | 7.1571e-05 | 0.00016937 | 0 | 1.4098e-05 | 0.00011416 | 0 | 0.22479 | 0.6248 | 0.01814 | 0.21127 | 0.18023 | 0
8453 | 1 | 6.4705e-05 | 0.0001726 | 0 | 3.7595e-05 | 0.00011416 | 0 | 0.24118 | 0.6062 | 0.037253 | 0.21873 | 0.052702 | 0
8454 | 1 | 6.8086e-05 | 0.00017618 | 0 | 9.3987e-05 | 0.00011416 | 0 | 0.25766 | 0.6327 | 0.065376 | 0.23395 | 0.0015043 | 0
8455 | 1 | 7.6995e-05 | 0.00017964 | 0 | 0.0001821 | 0.00011416 | 0 | 0.26299 | 0.6594 | 0.10604 | 0.26362 | 0.0085089 | 0
8456 | 1 | 8.895e-05 | 0.00018064 | 0 | 0.0001586 | 0.00011416 | 0.010176 | 0.26988 | 0.6802 | 0.12113 | 0.28902 | 0.0938 | 0
8457 | 1 | 0.00010522 | 0.00016254 | 0 | 0.00014685 | 0.00011416 | 0.05928 | 0.28598 | 0.6944 | 0.12527 | 0.30211 | 0.12789 | 0.0041006
8458 | 1 | 0.00012184 | 0.0001318 | 0 | 0.00016448 | 0.00011416 | 0.16556 | 0.26726 | 0.6956 | 0.13197 | 0.27991 | 0.079513 | 0.081777
8459 | 1 | 0.00013215 | 0.00010118 | 0 | 0.00018797 | 0.00011416 | 0.25909 | 0.2405 | 0.673 | 0.11079 | 0.25751 | 0.025714 | 0.2101
8460 | 1 | 0.00014065 | 7.2158e-05 | 0 | 0.00020677 | 0.00011416 | 0.30318 | 0.22808 | 0.6778 | 0.087533 | 0.25945 | 0.0013373 | 0.17591
8461 | 1 | 0.00015127 | 5.281e-05 | 0 | 0.00018797 | 0.00011416 | 0.29575 | 0.22285 | 0.8211 | 0.07402 | 0.24413 | 0.059277 | 0.091661
8462 | 1 | 0.0001434 | 4.784e-05 | 0 | 0.00019032 | 0.00011416 | 0.2376 | 0.21645 | 0.7761 | 0.070733 | 0.23589 | 0.25088 | 0
8463 | 1 | 0.00012843 | 5.9764e-05 | 0 | 0.00021382 | 0.00011416 | 0.12825 | 0.22789 | 0.7733 | 0.091308 | 0.23027 | 0.32128 | 0
8464 | 1 | 0.00011076 | 9.2161e-05 | 0 | 0.00022322 | 0.00011416 | 0.035535 | 0.27356 | 0.7966 | 0.15194 | 0.25073 | 0.19955 | 0.0062066
8465 | 1 | 0.00010263 | 0.00011519 | 0 | 0.00022322 | 0.00011416 | 0 | 0.34057 | 0.7958 | 0.21804 | 0.29649 | 0.058253 | 0
8466 | 1 | 0.00011934 | 0.00012262 | 0 | 0.00016448 | 0.00011416 | 0 | 0.40564 | 0.7914 | 0.18274 | 0.34206 | 0.0015704 | 0
8467 | 1 | 0.00013257 | 0.00012941 | 0 | 0.00011748 | 0.00011416 | 0 | 0.45636 | 0.7852 | 0.09983 | 0.33954 | 0.010201 | 0
8468 | 1 | 0.00013352 | 0.00013477 | 0 | 8.8113e-05 | 0.00011416 | 0 | 0.47673 | 0.7958 | 0.088386 | 0.29029 | 0.10618 | 0
8469 | 1 | 0.0001205 | 0.00013947 | 0 | 5.8742e-05 | 0.00011416 | 0 | 0.48167 | 0.8043 | 0.094595 | 0.25557 | 0.14184 | 0
8470 | 1 | 0.00010715 | 0.00014299 | 0 | 3.7595e-05 | 0.00011416 | 0 | 0.47139 | 0.7992 | 0.12333 | 0.23657 | 0.086783 | 0
8471 | 1 | 0.00011165 | 0.00014606 | 0 | 2.3497e-05 | 0.00011416 | 0 | 0.48778 | 0.7843 | 0.087412 | 0.23483 | 0.0273 | 0
8472 | 1 | 0.0001194 | 0.00014837 | 0 | 9.3987e-06 | 0.00011416 | 0 | 0.4616 | 0.7761 | 0.042245 | 0.21602 | 0.0013373 | 0
8473 | 1 | 0.00010684 | 0.00015002 | 0 | 5.8742e-06 | 0.00011416 | 0 | 0.46063 | 0.7742 | 0.031653 | 0.21544 | 0.06616 | 0
8474 | 1 | 9.205e-05 | 0.00015131 | 0 | 2.3497e-06 | 0.00011416 | 0 | 0.47246 | 0.7714 | 0.029827 | 0.20816 | 0.27718 | 0
8475 | 1 | 8.0873e-05 | 0.00015248 | 0 | 1.1748e-06 | 0.00011416 | 0 | 0.46296 | 0.7647 | 0.030558 | 0.2006 | 0.3557 | 0
8476 | 1 | 6.5059e-05 | 0.00015444 | 0 | 1.4098e-05 | 0.00011416 | 0 | 0.44851 | 0.7468 | 0.067811 | 0.2007 | 0.2202 | 0
8477 | 1 | 5.7166e-05 | 0.00015759 | 0 | 3.7595e-05 | 0.00011416 | 0 | 0.43862 | 0.7193 | 0.050402 | 0.20826 | 0.06418 | 0
8478 | 1 | 5.7723e-05 | 0.00015966 | 0 | 9.3987e-05 | 0.00011416 | 0 | 0.41272 | 0.7093 | 0.070489 | 0.23366 | 0.0016383 | 0
8479 | 1 | 6.3073e-05 | 0.00015953 | 0 | 0.0001821 | 0.00011416 | 0 | 0.40739 | 0.7236 | 0.077429 | 0.23851 | 0.012104 | 0
8480 | 1 | 7.033e-05 | 0.00015876 | 0 | 0.0001586 | 0.00011416 | 0.010015 | 0.40225 | 0.7343 | 0.13173 | 0.25771 | 0.11961 | 0
8481 | 1 | 8.1928e-05 | 0.00014571 | 0 | 0.00014685 | 0.00011416 | 0.046519 | 0.3942 | 0.699 | 0.056124 | 0.27603 | 0.15676 | 0.0041451
8482 | 1 | 9.9804e-05 | 0.00012217 | 0 | 0.00016448 | 0.00011416 | 0.11824 | 0.37141 | 0.6076 | 0.10945 | 0.25635 | 0.094484 | 0.00546
8483 | 1 | 0.00011781 | 9.5148e-05 | 0 | 0.00018797 | 0.00011416 | 0.17574 | 0.34843 | 0.5565 | 0.13307 | 0.24995 | 0.02895 | 0
8484 | 1 | 0.00012969 | 7.224e-05 | 0 | 0.00020677 | 0.00011416 | 0.19318 | 0.32874 | 0.5408 | 0.14597 | 0.25751 | 0.0013373 | 0
8485 | 1 | 0.00014188 | 6.0705e-05 | 0 | 0.00018797 | 0.00011416 | 0.18931 | 0.32089 | 0.5048 | 0.11188 | 0.25199 | 0.071033 | 0.0053931
8486 | 1 | 0.00013189 | 6.1891e-05 | 0 | 0.00019032 | 0.00011416 | 0.16476 | 0.30363 | 0.5149 | 0.1288 | 0.23473 | 0.29571 | 0
8487 | 1 | 0.00011548 | 7.4551e-05 | 0 | 0.00021382 | 0.00011416 | 0.095461 | 0.30304 | 0.5508 | 0.12345 | 0.22106 | 0.37996 | 0
8488 | 1 | 0.00010066 | 9.5822e-05 | 0 | 0.00022322 | 0.00011416 | 0.032143 | 0.31429 | 0.6275 | 0.15985 | 0.22785 | 0.23473 | 0
8489 | 1 | 9.5416e-05 | 0.00011268 | 0 | 0.00022322 | 0.00011416 | 0 | 0.32787 | 0.7059 | 0.18006 | 0.26508 | 0.068347 | 0
8490 | 1 | 0.00011174 | 0.00011918 | 0 | 0.00016448 | 0.00011416 | 0 | 0.36055 | 0.7354 | 0.23083 | 0.31074 | 0.0016847 | 0
8491 | 1 | 0.00012694 | 0.00012305 | 0 | 0.00011748 | 0.00011416 | 0 | 0.3783 | 0.7666 | 0.15607 | 0.32461 | 0.013496 | 0
8492 | 1 | 0.00013058 | 0.00012613 | 0 | 8.8113e-05 | 0.00011416 | 0 | 0.38547 | 0.7852 | 0.1327 | 0.30318 | 0.12916 | 0
8493 | 1 | 0.00012054 | 0.00012943 | 0 | 5.8742e-05 | 0.00011416 | 0 | 0.37316 | 0.8084 | 0.13258 | 0.27729 | 0.16727 | 0
8494 | 1 | 0.00010935 | 0.00013217 | 0 | 3.7595e-05 | 0.00011416 | 0 | 0.36074 | 0.8219 | 0.1327 | 0.25548 | 0.099862 | 0
8495 | 1 | 0.00011189 | 0.00013567 | 0 | 2.3497e-05 | 0.00011416 | 0 | 0.3557 | 0.8009 | 0.071829 | 0.2483 | 0.030087 | 0
8496 | 1 | 0.00011609 | 0.00013937 | 0 | 9.3987e-06 | 0.00011416 | 0 | 0.37519 | 0.8026 | 0.05795 | 0.20884 | 0.0013373 | 0
8497 | 1 | 0.00010218 | 0.00014272 | 0 | 5.8742e-06 | 0.00011416 | 0 | 0.37917 | 0.8264 | 0.055028 | 0.2038 | 0.07614 | 0
8498 | 1 | 8.8781e-05 | 0.0001473 | 0 | 2.3497e-06 | 0.00011416 | 0 | 0.36637 | 0.8188 | 0.045532 | 0.20448 | 0.31504 | 0
8499 | 1 | 7.9718e-05 | 0.00015162 | 0 | 1.1748e-06 | 0.00011416 | 0 | 0.3943 | 0.8034 | 0.054419 | 0.20564 | 0.40529 | 0
8500 | 1 | 6.5702e-05 | 0.00015626 | 0 | 1.4098e-05 | 0.00011416 | 0 | 0.40778 | 0.8026 | 0.088386 | 0.21001 | 0.24989 | 0
8501 | 1 | 6.1798e-05 | 0.00016035 | 0 | 3.7595e-05 | 0.00011416 | 0 | 0.42329 | 0.7949 | 0.12564 | 0.22086 | 0.07269 | 0
8502 | 1 | 7.2971e-05 | 0.00016426 | 0 | 9.3987e-05 | 0.00011416 | 0 | 0.43716 | 0.7975 | 0.17215 | 0.24239 | 0.0017319 | 0
8503 | 1 | 9.5869e-05 | 0.0001681 | 0 | 0.0001821 | 0.00011416 | 0 | 0.47362 | 0.8026 | 0.19406 | 0.30163 | 0.014991 | 0
8504 | 1 | 0.00011991 | 0.00017015 | 0 | 0.0001586 | 0.00011416 | 0.010176 | 0.49476 | 0.8051 | 0.20307 | 0.34526 | 0.1392 | 0
8505 | 1 | 0.00013834 | 0.00016045 | 0 | 0.00014685 | 0.00011416 | 0.052819 | 0.50281 | 0.8009 | 0.16861 | 0.36523 | 0.17824 | 0.0041897
8506 | 1 | 0.00014884 | 0.00014256 | 0 | 0.00016448 | 0.00011416 | 0.14747 | 0.52289 | 0.7714 | 0.18188 | 0.36106 | 0.10544 | 0.0054711
8507 | 1 | 0.00015564 | 0.00012339 | 0 | 0.00018797 | 0.00011416 | 0.23534 | 0.55091 | 0.7733 | 0.13611 | 0.32916 | 0.031253 | 0
8508 | 1 | 0.00016254 | 0.00010535 | 0 | 0.00020677 | 0.00011416 | 0.28445 | 0.58049 | 0.9291 | 0.14792 | 0.30231 | 0.0013373 | 0
8509 | 1 | 0.00016772 | 9.1098e-05 | 0 | 0.00018797 | 0.00011416 | 0.28994 | 0.60425 | 0.9626 | 0.11103 | 0.28117 | 0.078782 | 0
8510 | 1 | 0.00016293 | 8.4451e-05 | 0 | 0.00019032 | 0.00011416 | 0.23809 | 0.60919 | 0.9635 | 0.099464 | 0.27438 | 0.32501 | 0
8511 | 1 | 0.00015478 | 8.8173e-05 | 0 | 0.00021382 | 0.00011416 | 0.13956 | 0.59736 | 0.9523 | 0.11371 | 0.27303 | 0.41838 | 0.018575
8512 | 1 | 0.00014013 | 0.00010762 | 0 | 0.00022322 | 0.00011416 | 0.044581 | 0.59533 | 0.948 | 0.17288 | 0.29048 | 0.25771 | 0.14736
8513 | 1 | 0.00013466 | 0.00012491 | 0 | 0.00022322 | 0.00011416 | 0 | 0.60638 | 0.9469 | 0.18517 | 0.31666 | 0.074929 | 0
8514 | 1 | 0.00014989 | 0.00013012 | 0 | 0.00016448 | 0.00011416 | 0 | 0.60968 | 0.948 | 0.15413 | 0.37764 | 0.0017558 | 0
8515 | 1 | 0.00016213 | 0.00013444 | 0 | 0.00011748 | 0.00011416 | 0 | 0.60725 | 0.9486 | 0.12929 | 0.39306 | 0.015778 | 0
8516 | 1 | 0.00016163 | 0.00013818 | 0 | 8.8113e-05 | 0.00011416 | 0 | 0.59513 | 0.9472 | 0.056245 | 0.38365 | 0.14442 | 0
8517 | 1 | 0.00014387 | 0.00014133 | 0 | 5.8742e-05 | 0.00011416 | 0 | 0.58156 | 0.9538 | 0.10847 | 0.36911 | 0.1839 | 0
8518 | 1 | 0.000125 | 0.00014378 | 0 | 3.7595e-05 | 0.00011416 | 0 | 0.54548 | 0.9574 | 0.17154 | 0.33838 | 0.10831 | 0
8519 | 1 | 0.00012533 | 0.00014714 | 0 | 2.3497e-05 | 0.00011416 | 0 | 0.51959 | 0.9574 | 0.12272 | 0.33479 | 0.031847 | 0
8520 | 1 | 0.00012827 | 0.00015033 | 0 | 9.3987e-06 | 0.00011416 | 0 | 0.51251 | 0.9497 | 0.049428 | 0.27661 | 0.0013373 | 0
8521 | 1 | 0.00011197 | 0.00015246 | 0 | 5.8742e-06 | 0.00011416 | 0 | 0.52686 | 0.9402 | 0.02094 | 0.24035 | 0.078782 | 0
8522 | 1 | 9.8812e-05 | 0.00015348 | 0 | 2.3497e-06 | 0.00011416 | 0 | 0.53074 | 0.9305 | 0.017653 | 0.21922 | 0.32501 | 0
8523 | 1 | 9.1089e-05 | 0.0001544 | 0 | 1.1748e-06 | 0.00011416 | 0 | 0.54044 | 0.9221 | 0.024105 | 0.21893 | 0.41838 | 0
8524 | 1 | 7.755e-05 | 0.00015559 | 0 | 1.4098e-05 | 0.00011416 | 0 | 0.54829 | 0.9221 | 0.036158 | 0.22048 | 0.25771 | 0
8525 | 1 | 7.3254e-05 | 0.00015708 | 0 | 3.7595e-05 | 0.00011416 | 0 | 0.56119 | 0.9221 | 0.063915 | 0.23551 | 0.074929 | 0
8526 | 1 | 8.4418e-05 | 0.00015835 | 0 | 9.3987e-05 | 0.00011416 | 0 | 0.56614 | 0.9221 | 0.14256 | 0.27148 | 0.0017558 | 0
8527 | 1 | 0.00010616 | 0.00015921 | 0 | 0.0001821 | 0.00011416 | 0 | 0.58408 | 0.9182 | 0.17616 | 0.30871 | 0.015778 | 0
8528 | 1 | 0.00012922 | 0.00015992 | 0 | 0.0001586 | 0.00011416 | 0.010661 | 0.59242 | 0.9308 | 0.1635 | 0.33421 | 0.14442 | 0
8529 | 1 | 0.00014563 | 0.00014906 | 0 | 0.00014685 | 0.00011416 | 0.061379 | 0.5865 | 0.9284 | 0.14828 | 0.36126 | 0.1839 | 0.0042231
8530 | 1 | 0.00015467 | 0.0001308 | 0 | 0.00016448 | 0.00011416 | 0.1654 | 0.58446 | 0.9276 | 0.16265 | 0.36572 | 0.10831 | 0.21103
8531 | 1 | 0.00016008 | 0.00010983 | 0 | 0.00018797 | 0.00011416 | 0.25618 | 0.5704 | 0.9082 | 0.1204 | 0.34749 | 0.031847 | 0.4159
8532 | 1 | 0.0001665 | 8.9298e-05 | 0 | 0.00020677 | 0.00011416 | 0.30577 | 0.57147 | 0.9042 | 0.098003 | 0.31433 | 0.0013373 | 0.6427
8533 | 1 | 0.0001697 | 7.5983e-05 | 0 | 0.00018797 | 0.00011416 | 0.29931 | 0.56769 | 0.8743 | 0.097516 | 0.28883 | 0.07614 | 0.64924
8534 | 1 | 0.00016238 | 7.3426e-05 | 0 | 0.00019032 | 0.00011416 | 0.24439 | 0.55431 | 0.8692 | 0.082785 | 0.2802 | 0.31504 | 0.75172
8535 | 1 | 0.00015233 | 8.2446e-05 | 0 | 0.00021382 | 0.00011416 | 0.14214 | 0.53792 | 0.8644 | 0.14037 | 0.28631 | 0.40529 | 0.56351
8536 | 1 | 0.0001373 | 0.00010621 | 0 | 0.00022322 | 0.00011416 | 0.047004 | 0.53869 | 0.8987 | 0.16107 | 0.29416 | 0.24989 | 0.10371
8537 | 1 | 0.00012974 | 0.00012808 | 0 | 0.00022322 | 0.00011416 | 0 | 0.55818 | 0.9104 | 0.28817 | 0.32422 | 0.07269 | 0
8538 | 1 | 0.0001278 | 0.0001347 | 0 | 0.00016448 | 0.00011416 | 0 | 0.59407 | 0.924 | 0.26991 | 0.42098 | 0.0017319 | 0
8539 | 1 | 0.00015741 | 0.00013976 | 0 | 0.00011748 | 0.00011416 | 0 | 0.60619 | 0.9339 | 0.17032 | 0.43494 | 0.014991 | 0
8540 | 1 | 0.00015655 | 0.00014376 | 0 | 8.8113e-05 | 0.00011416 | 0 | 0.61491 | 0.9491 | 0.085829 | 0.38976 | 0.1392 | 0
8541 | 1 | 0.00013977 | 0.00014751 | 0 | 5.8742e-05 | 0.00011416 | 0 | 0.62258 | 0.9607 | 0.11529 | 0.35854 | 0.17824 | 0
8542 | 1 | 0.00012245 | 0.00015019 | 0 | 3.7595e-05 | 0.00011416 | 0 | 0.61307 | 0.9764 | 0.044802 | 0.33198 | 0.10544 | 0
8543 | 1 | 0.00012258 | 0.00015217 | 0 | 2.3497e-05 | 0.00011416 | 0 | 0.61317 | 0.9776 | 0.032627 | 0.31869 | 0.031253 | 0
8544 | 1 | 0.00012783 | 0.00015295 | 0 | 9.3987e-06 | 0.00011416 | 0 | 0.60687 | 0.9666 | 0.01254 | 0.26275 | 0.0013373 | 0
8545 | 1 | 0.00011262 | 0.00015385 | 0 | 5.8742e-06 | 0.00011416 | 0 | 0.60561 | 0.9273 | 0.0092525 | 0.22387 | 0.073557 | 0
8546 | 1 | 9.9189e-05 | 0.00015465 | 0 | 2.3497e-06 | 0.00011416 | 0 | 0.59135 | 0.8409 | 0.009009 | 0.21359 | 0.30527 | 0
8547 | 1 | 9.0664e-05 | 0.00015552 | 0 | 1.1748e-06 | 0.00011416 | 0 | 0.57448 | 0.7115 | 0.011079 | 0.21078 | 0.39249 | 0
8548 | 1 | 7.7213e-05 | 0.00015745 | 0 | 1.4098e-05 | 0.00011416 | 0 | 0.53927 | 0.6569 | 0.043828 | 0.20952 | 0.24223 | 0
8549 | 1 | 7.1652e-05 | 0.0001606 | 0 | 3.7595e-05 | 0.00011416 | 0 | 0.5001 | 0.6519 | 0.11943 | 0.21592 | 0.070496 | 0
8550 | 1 | 8.0037e-05 | 0.00016412 | 0 | 9.3987e-05 | 0.00011416 | 0 | 0.4519 | 0.6301 | 0.19296 | 0.23473 | 0.0017082 | 0
8551 | 1 | 9.8981e-05 | 0.00016837 | 0 | 0.0001821 | 0.00011416 | 0 | 0.41166 | 0.5816 | 0.17848 | 0.26343 | 0.01423 | 0
8552 | 1 | 0.00011975 | 0.00017269 | 0 | 0.0001586 | 0.00011416 | 0.01373 | 0.37432 | 0.4566 | 0.18761 | 0.312 | 0.13412 | 0
8553 | 1 | 0.0001372 | 0.00015722 | 0 | 0.00014685 | 0.00011416 | 0.052011 | 0.32225 | 0.3542 | 0.17531 | 0.35903 | 0.17269 | 0.0042566
8554 | 1 | 0.00014864 | 0.00013133 | 0 | 0.00016448 | 0.00011416 | 0.13293 | 0.25543 | 0.3238 | 0.17908 | 0.37793 | 0.10263 | 0.2551
8555 | 1 | 0.00015561 | 0.0001075 | 0 | 0.00018797 | 0.00011416 | 0.20821 | 0.20946 | 0.3103 | 0.20063 | 0.36552 | 0.030666 | 0.4742
8556 | 1 | 0.00016235 | 8.8091e-05 | 0 | 0.00020677 | 0.00011416 | 0.24342 | 0.17872 | 0.3854 | 0.15863 | 0.34245 | 0.0013373 | 0.6424
8557 | 1 | 0.00016529 | 7.7497e-05 | 0 | 0.00018797 | 0.00011416 | 0.24471 | 0.16001 | 0.4961 | 0.17519 | 0.31578 | 0.068568 | 0.7806
8558 | 1 | 0.00015814 | 7.6147e-05 | 0 | 0.00019032 | 0.00011416 | 0.20239 | 0.13431 | 0.538 | 0.17689 | 0.27545 | 0.28635 | 0.75368
8559 | 1 | 0.00014602 | 8.848e-05 | 0 | 0.00021382 | 0.00011416 | 0.11937 | 0.11947 | 0.5222 | 0.21512 | 0.27807 | 0.36769 | 0.64338
8560 | 1 | 0.00012697 | 0.00012468 | 0 | 0.00022322 | 0.00011416 | 0.041027 | 0.12199 | 0.5193 | 0.33346 | 0.29445 | 0.22739 | 0.44815
8561 | 1 | 0.00011738 | 0.00015148 | 0 | 0.00022322 | 0.00011416 | 0 | 0.15749 | 0.5279 | 0.36973 | 0.35932 | 0.066242 | 0
8562 | 1 | 0.00013166 | 0.00016027 | 0 | 0.00016448 | 0.00011416 | 0 | 0.18629 | 0.5351 | 0.38081 | 0.41875 | 0.0016614 | 0
8563 | 1 | 0.0001435 | 0.00016796 | 0 | 0.00011748 | 0.00011416 | 0 | 0.21208 | 0.6288 | 0.19722 | 0.42234 | 0.012788 | 0
8564 | 1 | 0.00014269 | 0.00017348 | 0 | 8.8113e-05 | 0.00011416 | 0 | 0.23419 | 0.7025 | 0.13453 | 0.35641 | 0.12432 | 0
8565 | 1 | 0.00012739 | 0.00017598 | 0 | 5.8742e-05 | 0.00011416 | 0 | 0.26047 | 0.7093 | 0.14244 | 0.32965 | 0.16196 | 0
8566 | 1 | 0.00011258 | 0.00017714 | 0 | 3.7595e-05 | 0.00011416 | 0 | 0.2724 | 0.6632 | 0.088264 | 0.31026 | 0.097148 | 0
8567 | 1 | 0.0001146 | 0.00017841 | 0 | 2.3497e-05 | 0.00011416 | 0 | 0.28976 | 0.707 | 0.019601 | 0.31326 | 0.029515 | 0
8568 | 1 | 0.00011927 | 0.00017939 | 0 | 9.3987e-06 | 0.00011416 | 0 | 0.314 | 0.699 | 0.011566 | 0.2644 | 0.0013373 | 0
8569 | 1 | 0.00010338 | 0.00017958 | 0 | 5.8742e-06 | 0.00011416 | 0 | 0.33214 | 0.7081 | 0.0041393 | 0.22474 | 0.06381 | 0
8570 | 1 | 9.1017e-05 | 0.00017573 | 0 | 2.3497e-06 | 0.00011416 | 0 | 0.34465 | 0.7761 | 0.0032871 | 0.20574 | 0.26822 | 0
8571 | 1 | 8.2743e-05 | 0.00017389 | 0 | 1.1748e-06 | 0.00011416 | 0 | 0.35939 | 0.8051 | 0.0030436 | 0.20477 | 0.34396 | 0
8572 | 1 | 6.8502e-05 | 0.00017455 | 0 | 1.4098e-05 | 0.00011416 | 0 | 0.37597 | 0.8084 | 0.0034088 | 0.21068 | 0.21317 | 0
8573 | 1 | 6.2159e-05 | 0.00017577 | 0 | 3.7595e-05 | 0.00011416 | 0 | 0.40797 | 0.8234 | 0.0030436 | 0.22358 | 0.062162 | 0
8574 | 1 | 6.8165e-05 | 0.00017657 | 0 | 9.3987e-05 | 0.00011416 | 0 | 0.45355 | 0.8287 | 0.020453 | 0.24947 | 0.0016155 | 0
8575 | 1 | 8.4376e-05 | 0.00017745 | 0 | 0.0001821 | 0.00011416 | 0 | 0.50165 | 0.8498 | 0.031045 | 0.27235 | 0.011446 | 0
8576 | 1 | 0.00010229 | 0.00017823 | 0 | 0.0001586 | 0.00011416 | 0.014376 | 0.5319 | 0.9117 | 0.044802 | 0.29562 | 0.11501 | 0
8577 | 1 | 0.0001187 | 0.0001635 | 0 | 0.00014685 | 0.00011416 | 0.051526 | 0.54936 | 0.939 | 0.054906 | 0.33304 | 0.15168 | 0.0042789
8578 | 1 | 0.00013072 | 0.00013595 | 0 | 0.00016448 | 0.00011416 | 0.13213 | 0.55993 | 0.9528 | 0.048576 | 0.32112 | 0.091868 | 0.046644
8579 | 1 | 0.00013888 | 0.00010777 | 0 | 0.00018797 | 0.00011416 | 0.21095 | 0.56779 | 0.9605 | 0.040541 | 0.30357 | 0.028393 | 0.068439
8580 | 1 | 0.00014448 | 8.5228e-05 | 0 | 0.00020677 | 0.00011416 | 0.25069 | 0.5769 | 0.9682 | 0.03141 | 0.28738 | 0.0013373 | 0.14265
8581 | 1 | 0.00015053 | 7.1667e-05 | 0 | 0.00018797 | 0.00011416 | 0.25036 | 0.58369 | 0.9612 | 0.043462 | 0.24762 | 0.057093 | 0.026888
8582 | 1 | 0.00014596 | 6.8293e-05 | 0 | 0.00019032 | 0.00011416 | 0.20724 | 0.57089 | 0.9298 | 0.056854 | 0.22949 | 0.24249 | 0
8583 | 1 | 0.00013551 | 7.6024e-05 | 0 | 0.00021382 | 0.00011416 | 0.12454 | 0.54742 | 0.8457 | 0.070368 | 0.21718 | 0.31032 | 0.0073766
8584 | 1 | 0.00012024 | 9.7704e-05 | 0 | 0.00022322 | 0.00011416 | 0.042481 | 0.50737 | 0.6778 | 0.11724 | 0.22513 | 0.19297 | 0.048059
8585 | 1 | 0.00011211 | 0.00011875 | 0 | 0.00022322 | 0.00011416 | 0 | 0.4713 | 0.555 | 0.12856 | 0.25422 | 0.056361 | 0
8586 | 1 | 0.00012596 | 0.000129 | 0 | 0.00016448 | 0.00011416 | 0 | 0.46257 | 0.4727 | 0.079255 | 0.29436 | 0.0015481 | 0
8587 | 1 | 0.00013003 | 0.00013757 | 0 | 0.00011748 | 0.00011416 | 0 | 0.44599 | 0.384 | 0.056732 | 0.29242 | 0.0096143 | 0
8588 | 1 | 0.00011955 | 0.00014421 | 0 | 8.8113e-05 | 0.00011416 | 0 | 0.41088 | 0.3444 | 0.041514 | 0.24113 | 0.10194 | 0
8589 | 1 | 0.0001038 | 0.00014898 | 0 | 5.8742e-05 | 0.00011416 | 0 | 0.37364 | 0.2945 | 0.084612 | 0.22833 | 0.13708 | 0
8590 | 1 | 9.2916e-05 | 0.00015346 | 0 | 3.7595e-05 | 0.00011416 | 0 | 0.33495 | 0.2726 | 0.12101 | 0.25606 | 0.084313 | 0
8591 | 1 | 9.9171e-05 | 0.00015978 | 0 | 2.3497e-05 | 0.00011416 | 0 | 0.30518 | 0.2491 | 0.047602 | 0.25654 | 0.026764 | 0
8592 | 1 | 0.0001092 | 0.00016612 | 0 | 9.3987e-06 | 0.00011416 | 0 | 0.27929 | 0.2726 | 0.027879 | 0.23754 | 0.0013373 | 0
8593 | 1 | 0.00010025 | 0.00017017 | 0 | 5.8742e-06 | 0.00011416 | 0 | 0.25039 | 0.4332 | 0.0046262 | 0.23463 | 0.048895 | 0
8594 | 1 | 8.9792e-05 | 0.0001733 | 0 | 2.3497e-06 | 0.00011416 | 0 | 0.21974 | 0.6838 | 0.0031653 | 0.22067 | 0.21082 | 0
8595 | 1 | 7.9815e-05 | 0.00017598 | 0 | 1.1748e-06 | 0.00011416 | 0 | 0.21344 | 0.7578 | 0.004748 | 0.19449 | 0.26898 | 0
8596 | 1 | 6.0795e-05 | 0.00017696 | 0 | 1.4098e-05 | 0.00011416 | 0 | 0.23167 | 0.8195 | 0.0046262 | 0.18906 | 0.16807 | 0
8597 | 1 | 5.0028e-05 | 0.00017694 | 0 | 3.7595e-05 | 0.00011416 | 0 | 0.24981 | 0.8367 | 0.0056002 | 0.19469 | 0.049205 | 0
8598 | 1 | 4.8937e-05 | 0.0001762 | 0 | 9.3987e-05 | 0.00011416 | 0 | 0.27473 | 0.8721 | 0.020696 | 0.19226 | 0.0014614 | 0
8599 | 1 | 5.1793e-05 | 0.0001759 | 0 | 0.0001821 | 0.00011416 | 0 | 0.30101 | 0.8777 | 0.0076698 | 0.19614 | 0.0074916 | 0
8600 | 1 | 5.5231e-05 | 0.00017465 | 0 | 0.0001586 | 0.00011416 | 0.015345 | 0.3301 | 0.8703 | 0.056854 | 0.20496 | 0.086105 | 0
8601 | 1 | 6.2597e-05 | 0.00015919 | 0 | 0.00014685 | 0.00011416 | 0.068971 | 0.35948 | 0.8478 | 0.056732 | 0.23347 | 0.11912 | 0.0043011
8602 | 1 | 7.4352e-05 | 0.00013704 | 0 | 0.00016448 | 0.00011416 | 0.17639 | 0.3813 | 0.8388 | 0.05101 | 0.27739 | 0.0749 | 0.24693
8603 | 1 | 8.9178e-05 | 0.00011358 | 0 | 0.00018797 | 0.00011416 | 0.27346 | 0.3845 | 0.7852 | 0.043097 | 0.25936 | 0.024691 | 0.068384
8604 | 1 | 9.9981e-05 | 9.0627e-05 | 0 | 0.00020677 | 0.00011416 | 0.3224 | 0.39663 | 0.7549 | 0.020088 | 0.26556 | 0.0013373 | 0.022899
8605 | 1 | 0.00010866 | 7.2526e-05 | 0 | 0.00018797 | 0.00011416 | 0.31853 | 0.40506 | 0.6967 | 0.013757 | 0.2549 | 0.041522 | 0.0053709
8606 | 1 | 0.00010224 | 6.3711e-05 | 0 | 0.00019032 | 0.00011416 | 0.26232 | 0.39633 | 0.6681 | 0.0086438 | 0.22445 | 0.18203 | 0.00897
8607 | 1 | 8.7015e-05 | 7.0318e-05 | 0 | 0.00021382 | 0.00011416 | 0.15539 | 0.38838 | 0.6838 | 0.039445 | 0.20235 | 0.23148 | 0
8608 | 1 | 7.0805e-05 | 9.9545e-05 | 0 | 0.00022322 | 0.00011416 | 0.050234 | 0.37393 | 0.716 | 0.11066 | 0.21485 | 0.14542 | 0.053586
8609 | 1 | 6.3421e-05 | 0.00012364 | 0 | 0.00022322 | 0.00011416 | 0 | 0.40312 | 0.7427 | 0.13684 | 0.2452 | 0.042682 | 0
8610 | 1 | 7.8711e-05 | 0.0001318 | 0 | 0.00016448 | 0.00011416 | 0 | 0.42572 | 0.7215 | 0.095812 | 0.28806 | 0.0013779 | 0
8611 | 1 | 9.0995e-05 | 0.00013888 | 0 | 0.00011748 | 0.00011416 | 0 | 0.4424 | 0.7182 | 0.08169 | 0.29571 | 0.0057069 | 0
8612 | 1 | 9.4518e-05 | 0.00014546 | 0 | 8.8113e-05 | 0.00011416 | 0 | 0.44957 | 0.7081 | 0.043584 | 0.26323 | 0.072001 | 0
8613 | 1 | 9.0282e-05 | 0.0001525 | 0 | 5.8742e-05 | 0.00011416 | 0 | 0.44366 | 0.6979 | 0.060993 | 0.24821 | 0.10281 | 0
8614 | 1 | 8.3319e-05 | 0.00015802 | 0 | 3.7595e-05 | 0.00011416 | 0 | 0.43231 | 0.679 | 0.065863 | 0.23948 | 0.066214 | 0
8615 | 1 | 9.0544e-05 | 0.00016254 | 0 | 2.3497e-05 | 0.00011416 | 0 | 0.42242 | 0.6921 | 0.020818 | 0.24549 | 0.022727 | 0
8616 | 1 | 9.6624e-05 | 0.00016737 | 0 | 9.3987e-06 | 0.00011416 | 0 | 0.42106 | 0.6885 | 0.010348 | 0.22077 | 0.0013373 | 0
8617 | 1 | 8.2685e-05 | 0.00017219 | 0 | 5.8742e-06 | 0.00011416 | 0 | 0.40632 | 0.7013 | 0.0066959 | 0.21233 | 0.03493 | 0
8618 | 1 | 7.1218e-05 | 0.00017626 | 0 | 2.3497e-06 | 0.00011416 | 0 | 0.38169 | 0.7047 | 0.0053567 | 0.20555 | 0.15599 | 0
8619 | 1 | 6.3379e-05 | 0.0001798 | 0 | 1.1748e-06 | 0.00011416 | 0 | 0.36104 | 0.685 | 0.0060872 | 0.19886 | 0.19764 | 0
8620 | 1 | 4.9762e-05 | 0.00018363 | 0 | 1.4098e-05 | 0.00011416 | 0 | 0.34416 | 0.6102 | 0.0068176 | 0.18422 | 0.1249 | 0
8621 | 1 | 4.3914e-05 | 0.00018708 | 0 | 3.7595e-05 | 0.00011416 | 0 | 0.3431 | 0.5522 | 0.0070611 | 0.18305 | 0.036762 | 0
8622 | 1 | 4.8065e-05 | 0.00018856 | 0 | 9.3987e-05 | 0.00011416 | 0 | 0.34125 | 0.5091 | 0.018262 | 0.18499 | 0.0012976 | 0
8623 | 1 | 5.5467e-05 | 0.0001915 | 0 | 0.0001821 | 0.00011416 | 0 | 0.3366 | 0.5077 | 0.047115 | 0.1944 | 0.0042308 | 0
8624 | 1 | 6.3661e-05 | 0.00019441 | 0 | 0.0001586 | 0.00011416 | 0.015668 | 0.33699 | 0.5135 | 0.075481 | 0.20477 | 0.059529 | 0
8625 | 1 | 7.565e-05 | 0.0001822 | 0 | 0.00014685 | 0.00011416 | 0.071717 | 0.32671 | 0.4654 | 0.075846 | 0.22242 | 0.088053 | 0.0043234
8626 | 1 | 9.1467e-05 | 0.00015827 | 0 | 0.00016448 | 0.00011416 | 0.19076 | 0.30101 | 0.3797 | 0.031775 | 0.23706 | 0.058228 | 0.027423
8627 | 1 | 0.00010394 | 0.00013174 | 0 | 0.00018797 | 0.00011416 | 0.29672 | 0.26135 | 0.3854 | 0.054054 | 0.24501 | 0.020871 | 0
8628 | 1 | 0.0001121 | 0.00010674 | 0 | 0.00020677 | 0.00011416 | 0.34792 | 0.23177 | 0.4975 | 0.032384 | 0.25664 | 0.0013373 | 0
8629 | 1 | 0.00012252 | 8.8623e-05 | 0 | 0.00018797 | 0.00011416 | 0.34599 | 0.21751 | 0.555 | 0.074994 | 0.2325 | 0.029075 | 0.040203
8630 | 1 | 0.00011735 | 7.8744e-05 | 0 | 0.00019032 | 0.00011416 | 0.28315 | 0.20898 | 0.5733 | 0.036158 | 0.21631 | 0.13256 | 0.42381
8631 | 1 | 0.00010311 | 8.6782e-05 | 0 | 0.00021382 | 0.00011416 | 0.16201 | 0.21373 | 0.5062 | 0.019357 | 0.20836 | 0.16727 | 0.57819
8632 | 1 | 8.234e-05 | 0.00012849 | 0 | 0.00022322 | 0.00011416 | 0.049104 | 0.23875 | 0.5437 | 0.11164 | 0.20991 | 0.1064 | 0.38338
8633 | 1 | 7.1806e-05 | 0.00016187 | 0 | 0.00022322 | 0.00011416 | 0 | 0.31003 | 0.6705 | 0.14134 | 0.22465 | 0.031417 | 0
8634 | 1 | 9.0567e-05 | 0.00016831 | 0 | 0.00016448 | 0.00011416 | 0 | 0.3654 | 0.716 | 0.11687 | 0.27167 | 0.0012206 | 0
8635 | 1 | 0.00010752 | 0.00017185 | 0 | 0.00011748 | 0.00011416 | 0 | 0.40875 | 0.716 | 0.037253 | 0.27623 | 0.0030341 | 0
8636 | 1 | 0.00011071 | 0.00017477 | 0 | 8.8113e-05 | 0.00011416 | 0 | 0.42533 | 0.7149 | 0.041758 | 0.24006 | 0.048587 | 0
8637 | 1 | 0.00010144 | 0.00017743 | 0 | 5.8742e-05 | 0.00011416 | 0 | 0.41903 | 0.7204 | 0.083394 | 0.22804 | 0.074782 | 0
8638 | 1 | 9.0277e-05 | 0.00018044 | 0 | 3.7595e-05 | 0.00011416 | 0 | 0.40652 | 0.7396 | 0.064767 | 0.23085 | 0.050911 | 0
8639 | 1 | 9.5747e-05 | 0.00018447 | 0 | 2.3497e-05 | 0.00011416 | 0 | 0.39953 | 0.7508 | 0.014974 | 0.24336 | 0.019119 | 0
8640 | 1 | 0.00010243 | 0.00018796 | 0 | 9.3987e-06 | 0.00011416 | 0 | 0.38819 | 0.7406 | 0.0035306 | 0.21796 | 0.0013373 | 0
8641 | 1 | 8.9596e-05 | 0.00018944 | 0 | 5.8742e-06 | 0.00011416 | 0 | 0.39139 | 0.7193 | 0.0045045 | 0.21117 | 0.022727 | 0
8642 | 1 | 7.7837e-05 | 0.00019117 | 0 | 2.3497e-06 | 0.00011416 | 0 | 0.38732 | 0.7204 | 0.0043828 | 0.19692 | 0.10674 | 0
8643 | 1 | 6.8918e-05 | 0.00019406 | 0 | 1.1748e-06 | 0.00011416 | 0 | 0.37936 | 0.7115 | 0.0066959 | 0.19837 | 0.1339 | 0
8644 | 1 | 5.4506e-05 | 0.00019721 | 0 | 1.4098e-05 | 0.00011416 | 0 | 0.38412 | 0.7137 | 0.0076698 | 0.18965 | 0.085976 | 0
8645 | 1 | 4.7286e-05 | 0.00019919 | 0 | 3.7595e-05 | 0.00011416 | 0 | 0.37772 | 0.6814 | 0.01607 | 0.18189 | 0.025498 | 0
8646 | 1 | 4.7674e-05 | 0.00020042 | 0 | 9.3987e-05 | 0.00011416 | 0 | 0.36967 | 0.6669 | 0.066228 | 0.18499 | 0.0011286 | 0
8647 | 1 | 5.3465e-05 | 0.00020128 | 0 | 0.0001821 | 0.00011416 | 0 | 0.36579 | 0.6532 | 0.066959 | 0.18955 | 0.0018864 | 0
8648 | 1 | 6.0232e-05 | 0.00019989 | 0 | 0.0001586 | 0.00011416 | 0.015668 | 0.3623 | 0.6248 | 0.059898 | 0.19372 | 0.036909 | 0
8649 | 1 | 7.0796e-05 | 0.00018383 | 0 | 0.00014685 | 0.00011416 | 0.068648 | 0.34736 | 0.6116 | 0.041393 | 0.20884 | 0.060161 | 0.0043234
8650 | 1 | 8.6729e-05 | 0.0001588 | 0 | 0.00016448 | 0.00011416 | 0.17348 | 0.31691 | 0.5494 | 0.052837 | 0.21466 | 0.042662 | 0.15337
8651 | 1 | 0.00010136 | 0.00013297 | 0 | 0.00018797 | 0.00011416 | 0.27136 | 0.27036 | 0.4698 | 0.076698 | 0.2262 | 0.01707 | 0.017684
8652 | 1 | 0.0001117 | 0.00010685 | 0 | 0.00020677 | 0.00011416 | 0.31384 | 0.21713 | 0.3969 | 0.052715 | 0.23521 | 0.0013373 | 0.032983
8653 | 1 | 0.00012302 | 8.8459e-05 | 0 | 0.00018797 | 0.00011416 | 0.31045 | 0.17853 | 0.3458 | 0.018262 | 0.22659 | 0.018372 | 0.029428
8654 | 1 | 0.00011478 | 8.2692e-05 | 0 | 0.00019032 | 0.00011416 | 0.25957 | 0.15671 | 0.3598 | 0.018748 | 0.20913 | 0.088676 | 0.5507
8655 | 1 | 9.6558e-05 | 9.7172e-05 | 0 | 0.00021382 | 0.00011416 | 0.14796 | 0.154 | 0.3868 | 0.047967 | 0.21049 | 0.11065 | 0.67413
8656 | 1 | 7.6074e-05 | 0.00013751 | 0 | 0.00022322 | 0.00011416 | 0.044581 | 0.16447 | 0.5135 | 0.091186 | 0.21592 | 0.071659 | 0.39116
8657 | 1 | 6.7325e-05 | 0.00016467 | 0 | 0.00022322 | 0.00011416 | 0 | 0.20054 | 0.679 | 0.16192 | 0.22183 | 0.021338 | 0
8658 | 1 | 8.714e-05 | 0.00017172 | 0 | 0.00016448 | 0.00011416 | 0 | 0.23342 | 0.7093 | 0.16935 | 0.26062 | 0.0010584 | 0
8659 | 1 | 0.00010562 | 0.00017853 | 0 | 0.00011748 | 0.00011416 | 0 | 0.24816 | 0.7093 | 0.080838 | 0.27875 | 0.0012111 | 0
8660 | 1 | 0.00011093 | 0.00018467 | 0 | 8.8113e-05 | 0.00011416 | 0 | 0.25291 | 0.7417 | 0.070855 | 0.2643 | 0.029044 | 0
8661 | 1 | 0.00010374 | 0.00018956 | 0 | 5.8742e-05 | 0.00011416 | 0 | 0.26668 | 0.8017 | 0.11493 | 0.24035 | 0.049941 | 0
8662 | 1 | 9.3634e-05 | 0.0001934 | 0 | 3.7595e-05 | 0.00011416 | 0 | 0.27405 | 0.8498 | 0.117 | 0.24258 | 0.036744 | 0
8663 | 1 | 9.3096e-05 | 0.00019524 | 0 | 2.3497e-05 | 0.00011416 | 0 | 0.28763 | 0.8772 | 0.030436 | 0.23861 | 0.01554 | 0
8664 | 1 | 0.00010484 | 0.00019627 | 0 | 9.3987e-06 | 0.00011416 | 0 | 0.30489 | 0.8868 | 0.0068176 | 0.2261 | 0.0013373 | 0
8665 | 1 | 9.1239e-05 | 0.00019909 | 0 | 5.8742e-06 | 0.00011416 | 0 | 0.33165 | 0.8837 | 0.042732 | 0.20564 | 0.01376 | 0
8666 | 1 | 8.0236e-05 | 0.0002015 | 0 | 2.3497e-06 | 0.00011416 | 0 | 0.37548 | 0.8749 | 0.04261 | 0.20138 | 0.069123 | 0
8667 | 1 | 7.2789e-05 | 0.00020375 | 0 | 1.1748e-06 | 0.00011416 | 0 | 0.40322 | 0.8656 | 0.024957 | 0.19973 | 0.08559 | 0
8668 | 1 | 6.0115e-05 | 0.00020617 | 0 | 1.4098e-05 | 0.00011416 | 0 | 0.41573 | 0.8607 | 0.029705 | 0.20099 | 0.056119 | 0
8669 | 1 | 5.5644e-05 | 0.0002104 | 0 | 3.7595e-05 | 0.00011416 | 0 | 0.42892 | 0.8563 | 0.10226 | 0.19527 | 0.016808 | 0
8670 | 1 | 6.3429e-05 | 0.00021414 | 0 | 9.3987e-05 | 0.00011416 | 0 | 0.4454 | 0.8537 | 0.12028 | 0.20564 | 0.00097493 | 0
8671 | 1 | 7.859e-05 | 0.00021654 | 0 | 0.0001821 | 0.00011416 | 0 | 0.46926 | 0.8556 | 0.12442 | 0.23066 | 0.00062252 | 0
8672 | 1 | 9.4318e-05 | 0.00021862 | 0 | 0.0001586 | 0.00011416 | 0.015668 | 0.48138 | 0.8613 | 0.12771 | 0.25364 | 0.020896 | 0
8673 | 1 | 0.00011061 | 0.00020265 | 0 | 0.00014685 | 0.00011416 | 0.067033 | 0.48313 | 0.8601 | 0.083759 | 0.26488 | 0.038885 | 0.0043346
8674 | 1 | 0.00012433 | 0.00017579 | 0 | 0.00016448 | 0.00011416 | 0.16136 | 0.4681 | 0.8478 | 0.07962 | 0.26498 | 0.030151 | 0.0082011
8675 | 1 | 0.00013655 | 0.00014771 | 0 | 0.00018797 | 0.00011416 | 0.24326 | 0.43735 | 0.8478 | 0.098369 | 0.24297 | 0.01376 | 0.0050477
8676 | 1 | 0.00014588 | 0.0001221 | 0 | 0.00020677 | 0.00011416 | 0.28008 | 0.40613 | 0.8847 | 0.11736 | 0.24316 | 0.0013373 | 0.015199
8677 | 1 | 0.00015574 | 0.00010341 | 0 | 0.00018797 | 0.00011416 | 0.27055 | 0.3847 | 0.953 | 0.11955 | 0.23667 | 0.010683 | 0
8678 | 1 | 0.0001496 | 9.6886e-05 | 0 | 0.00019032 | 0.00011416 | 0.19964 | 0.38567 | 0.9698 | 0.11432 | 0.23424 | 0.055732 | 0.16918
8679 | 1 | 0.00013613 | 0.00010742 | 0 | 0.00021382 | 0.00011416 | 0.10741 | 0.41166 | 0.9847 | 0.13087 | 0.24481 | 0.068513 | 0.0036326
8680 | 1 | 0.00012804 | 0.00013509 | 0 | 0.00022322 | 0.00011416 | 0.042481 | 0.45714 | 0.9909 | 0.20246 | 0.25742 | 0.045444 | 0.040426
8681 | 1 | 0.00011339 | 0.00015577 | 0 | 0.00022322 | 0.00011416 | 0 | 0.51057 | 0.9899 | 0.25043 | 0.30017 | 0.013684 | 0
8682 | 1 | 0.00012966 | 0.00016184 | 0 | 0.00016448 | 0.00011416 | 0 | 0.55304 | 0.9907 | 0.21999 | 0.32907 | 0.00091137 | 0
8683 | 1 | 0.00014436 | 0.00016657 | 0 | 0.00011748 | 0.00011416 | 0 | 0.57739 | 0.9876 | 0.10786 | 0.30483 | 0.00032027 | 0
8684 | 1 | 0.0001454 | 0.00016931 | 0 | 8.8113e-05 | 0.00011416 | 0 | 0.55285 | 0.9616 | 0.083151 | 0.26672 | 0.015602 | 0
8685 | 1 | 0.00012845 | 0.00017134 | 0 | 5.8742e-05 | 0.00011416 | 0 | 0.50931 | 0.9194 | 0.064037 | 0.24055 | 0.031318 | 0
8686 | 1 | 0.00011278 | 0.00017176 | 0 | 3.7595e-05 | 0.00011416 | 0 | 0.49282 | 0.9129 | 0.10981 | 0.23134 | 0.025484 | 0
8687 | 1 | 0.00011478 | 0.00017328 | 0 | 2.3497e-05 | 0.00011416 | 0 | 0.49244 | 0.8766 | 0.048941 | 0.22406 | 0.012438 | 0
8688 | 1 | 0.0001196 | 0.00017442 | 0 | 9.3987e-06 | 0.00011416 | 0 | 0.47314 | 0.7992 | 0.022523 | 0.21282 | 0.0013373 | 0
8689 | 1 | 0.00010509 | 0.00017506 | 0 | 5.8742e-06 | 0.00011416 | 0 | 0.44792 | 0.8067 | 0.10068 | 0.20593 | 0.0087032 | 0
8690 | 1 | 9.3086e-05 | 0.00017561 | 0 | 2.3497e-06 | 0.00011416 | 0 | 0.41844 | 0.8272 | 0.067446 | 0.20671 | 0.046912 | 0
8691 | 1 | 8.4748e-05 | 0.00017565 | 0 | 1.1748e-06 | 0.00011416 | 0 | 0.41127 | 0.8632 | 0.022523 | 0.20099 | 0.057314 | 0
8692 | 1 | 7.1034e-05 | 0.00017653 | 0 | 1.4098e-05 | 0.00011416 | 0 | 0.37461 | 0.9038 | 0.008522 | 0.2007 | 0.038394 | 0
8693 | 1 | 6.6087e-05 | 0.00017802 | 0 | 3.7595e-05 | 0.00011416 | 0 | 0.33592 | 0.8709 | 0.051254 | 0.1942 | 0.011614 | 0
8694 | 1 | 7.3191e-05 | 0.00017892 | 0 | 9.3987e-05 | 0.00011416 | 0 | 0.31352 | 0.8451 | 0.089847 | 0.19682 | 0.00086555 | 0
8695 | 1 | 8.9436e-05 | 0.0001804 | 0 | 0.0001821 | 0.00011416 | 0 | 0.30625 | 0.843 | 0.075724 | 0.20584 | 0.00017275 | 0
8696 | 1 | 0.00010604 | 0.00018125 | 0 | 0.0001586 | 0.00011416 | 0.014053 | 0.29655 | 0.8226 | 0.089481 | 0.22067 | 0.012279 | 0
8697 | 1 | 0.00012107 | 0.00017056 | 0 | 0.00014685 | 0.00011416 | 0.052819 | 0.29199 | 0.7498 | 0.096908 | 0.22814 | 0.026338 | 0.0043234
8698 | 1 | 0.00013215 | 0.0001518 | 0 | 0.00016448 | 0.00011416 | 0.12728 | 0.27512 | 0.6116 | 0.062211 | 0.23977 | 0.022319 | 0.013639
8699 | 1 | 0.00014225 | 0.00013117 | 0 | 0.00018797 | 0.00011416 | 0.20029 | 0.25107 | 0.5579 | 0.066472 | 0.22901 | 0.011505 | 0.0050366
8700 | 1 | 0.00015049 | 0.0001127 | 0 | 0.00020677 | 0.00011416 | 0.2305 | 0.23798 | 0.5565 | 0.05588 | 0.22542 | 0.0013373 | 0.010107
8701 | 1 | 0.00015708 | 0.00010251 | 0 | 0.00018797 | 0.00011416 | 0.24439 | 0.234 | 0.6262 | 0.047967 | 0.22697 | 0.0069846 | 0.031958
8702 | 1 | 0.00014907 | 0.00010118 | 0 | 0.00019032 | 0.00011416 | 0.21337 | 0.23012 | 0.6481 | 0.027514 | 0.22106 | 0.039075 | 0.038465
8703 | 1 | 0.00013627 | 0.00011151 | 0 | 0.00021382 | 0.00011416 | 0.13568 | 0.20733 | 0.5775 | 0.044315 | 0.22949 | 0.047408 | 0.064963
8704 | 1 | 0.00011736 | 0.0001427 | 0 | 0.00022322 | 0.00011416 | 0.047811 | 0.18212 | 0.5899 | 0.18943 | 0.25538 | 0.032113 | 0
8705 | 1 | 0.000109 | 0.00016857 | 0 | 0.00022322 | 0.00011416 | 0 | 0.19531 | 0.7171 | 0.27611 | 0.31181 | 0.0097645 | 0
8706 | 1 | 0.00012542 | 0.00017618 | 0 | 0.00016448 | 0.00011416 | 0 | 0.22624 | 0.7427 | 0.16277 | 0.33421 | 0.0008213 | 0
8707 | 1 | 0.00014216 | 0.00018373 | 0 | 0.00011748 | 0.00011416 | 0 | 0.25902 | 0.7343 | 0.083394 | 0.30939 | 7.933e-05 | 0
8708 | 1 | 0.00014159 | 0.00019209 | 0 | 8.8113e-05 | 0.00011416 | 0 | 0.28045 | 0.7478 | 0.04261 | 0.25722 | 0.0094656 | 0
8709 | 1 | 0.00012607 | 0.00019641 | 0 | 5.8742e-05 | 0.00011416 | 0 | 0.29451 | 0.8374 | 0.075968 | 0.22804 | 0.021915 | 0
8710 | 1 | 0.00010974 | 0.00020077 | 0 | 3.7595e-05 | 0.00011416 | 0 | 0.29771 | 0.8668 | 0.073168 | 0.22057 | 0.019427 | 0
8711 | 1 | 0.00011308 | 0.00020428 | 0 | 2.3497e-05 | 0.00011416 | 0 | 0.30702 | 0.865 | 0.049915 | 0.21194 | 0.010619 | 0
8712 | 1 | 0.00011835 | 0.00020633 | 0 | 9.3987e-06 | 0.00011416 | 0 | 0.30547 | 0.8632 | 0.074142 | 0.19905 | 0.0013373 | 0
8713 | 1 | 0.00010374 | 0.00020825 | 0 | 5.8742e-06 | 0.00011416 | 0 | 0.31032 | 0.876 | 0.03701 | 0.20157 | 0.0064666 | 0
8714 | 1 | 9.0932e-05 | 0.00021065 | 0 | 2.3497e-06 | 0.00011416 | 0 | 0.30654 | 0.8899 | 0.0038958 | 0.20487 | 0.036671 | 0
8715 | 1 | 8.2686e-05 | 0.00021365 | 0 | 1.1748e-06 | 0.00011416 | 0 | 0.31187 | 0.8709 | 0.0097395 | 0.19886 | 0.044379 | 0
8716 | 1 | 6.832e-05 | 0.00021768 | 0 | 1.4098e-05 | 0.00011416 | 0 | 0.32002 | 0.8692 | 0.034575 | 0.20021 | 0.030183 | 0
8717 | 1 | 6.2799e-05 | 0.00022022 | 0 | 3.7595e-05 | 0.00011416 | 0 | 0.32826 | 0.8738 | 0.079498 | 0.20176 | 0.0091946 | 0
8718 | 1 | 6.9888e-05 | 0.0002223 | 0 | 9.3987e-05 | 0.00011416 | 0 | 0.33136 | 0.8732 | 0.091551 | 0.20157 | 0.00080689 | 0
8719 | 1 | 8.4583e-05 | 0.00022451 | 0 | 0.0001821 | 0.00011416 | 0 | 0.3621 | 0.8755 | 0.07195 | 0.21495 | 5.8079e-05 | 0
8720 | 1 | 0.00010138 | 0.00022433 | 0 | 0.0001586 | 0.00011416 | 0.012437 | 0.3941 | 0.8837 | 0.052715 | 0.22164 | 0.0086334 | 0
8721 | 1 | 0.00011731 | 0.00020793 | 0 | 0.00014685 | 0.00011416 | 0.075109 | 0.40807 | 0.8879 | 0.066959 | 0.24084 | 0.020559 | 0.0043123
8722 | 1 | 0.00012965 | 0.00018383 | 0 | 0.00016448 | 0.00011416 | 0.19787 | 0.39546 | 0.8914 | 0.10336 | 0.24704 | 0.018522 | 0.040816
8723 | 1 | 0.00013896 | 0.00015544 | 0 | 0.00018797 | 0.00011416 | 0.30528 | 0.3846 | 0.8949 | 0.11018 | 0.24394 | 0.010334 | 0
8724 | 1 | 0.0001483 | 0.00012849 | 0 | 0.00020677 | 0.00011416 | 0.35148 | 0.38916 | 0.9202 | 0.10908 | 0.22271 | 0.0013373 | 0
8725 | 1 | 0.00015627 | 0.00011131 | 0 | 0.00018797 | 0.00011416 | 0.33403 | 0.39575 | 0.928 | 0.13562 | 0.21301 | 0.0064666 | 0
8726 | 1 | 0.00015784 | 0.00010595 | 0 | 0.00019032 | 0.00011416 | 0.27443 | 0.40875 | 0.9312 | 0.13574 | 0.21088 | 0.036671 | 0
8727 | 1 | 0.00013688 | 0.00011495 | 0 | 0.00021382 | 0.00011416 | 0.16637 | 0.4327 | 0.9198 | 0.12856 | 0.20002 | 0.044379 | 0
8728 | 1 | 0.00011829 | 0.0001434 | 0 | 0.00022322 | 0.00011416 | 0.049588 | 0.47779 | 0.9178 | 0.15729 | 0.21873 | 0.030183 | 0
8729 | 1 | 0.00011016 | 0.00017021 | 0 | 0.00022322 | 0.00011416 | 0.011953 | 0.54752 | 0.9142 | 0.19041 | 0.25354 | 0.0091946 | 0
8730 | 1 | 0.00012671 | 0.00018021 | 0 | 0.00016448 | 0.00011416 | 0 | 0.57806 | 0.9138 | 0.15656 | 0.29164 | 0.00080689 | 0
8731 | 1 | 0.00014286 | 0.00018537 | 0 | 0.00011748 | 0.00011416 | 0 | 0.59824 | 0.9182 | 0.076333 | 0.27031 | 5.8079e-05 | 0
8732 | 1 | 0.00014414 | 0.00018856 | 0 | 8.8113e-05 | 0.00011416 | 0 | 0.61569 | 0.8992 | 0.024227 | 0.23628 | 0.0086334 | 0
8733 | 1 | 0.00012946 | 0.0001888 | 0 | 5.8742e-05 | 0.00011416 | 0 | 0.59891 | 0.9325 | 0.036401 | 0.21049 | 0.020559 | 0
8734 | 1 | 0.00011507 | 0.00018847 | 0 | 3.7595e-05 | 0.00011416 | 0 | 0.57913 | 0.8656 | 0.049793 | 0.21718 | 0.018522 | 0
8735 | 1 | 0.00011835 | 0.0001853 | 0 | 2.3497e-05 | 0.00011416 | 0 | 0.54461 | 0.9006 | 0.02094 | 0.20429 | 0.010334 | 0
8736 | 1 | 0.00012382 | 0.00018062 | 0 | 9.3987e-06 | 0.00011416 | 0 | 0.53714 | 0.9581 | 0.029218 | 0.18712 | 0.0013373 | 0
8737 | 1 | 0.00011027 | 0.00017788 | 0 | 5.8742e-06 | 0.00011416 | 0 | 0.52521 | 0.9728 | 0.015705 | 0.18751 | 0.0069846 | 0
8738 | 1 | 9.8877e-05 | 0.00017418 | 0 | 2.3497e-06 | 0.00011416 | 0 | 0.50136 | 0.9639 | 0.0054785 | 0.19061 | 0.039075 | 0
8739 | 1 | 9.0542e-05 | 0.00017138 | 0 | 1.1748e-06 | 0.00011416 | 0 | 0.49069 | 0.9467 | 0.004748 | 0.19789 | 0.047408 | 0
8740 | 1 | 7.4814e-05 | 0.00017301 | 0 | 1.4098e-05 | 0.00011416 | 0 | 0.45908 | 0.9047 | 0.014731 | 0.2006 | 0.032113 | 0
8741 | 1 | 6.6256e-05 | 0.00017972 | 0 | 3.7595e-05 | 0.00011416 | 0 | 0.42911 | 0.8211 | 0.013392 | 0.20312 | 0.0097645 | 0
8742 | 1 | 6.9906e-05 | 0.00018864 | 0 | 9.3987e-05 | 0.00011416 | 0 | 0.40138 | 0.7608 | 0.033479 | 0.1976 | 0.0008213 | 0
8743 | 1 | 8.2986e-05 | 0.00019602 | 0 | 0.0001821 | 0.00011416 | 0 | 0.37199 | 0.7013 | 0.071342 | 0.20622 | 7.933e-05 | 0
8744 | 1 | 9.7667e-05 | 0.00020187 | 0 | 0.0001586 | 0.00011416 | 0.015022 | 0.35318 | 0.6569 | 0.14573 | 0.21476 | 0.0094656 | 0
8745 | 1 | 0.00011218 | 0.00019216 | 0 | 0.00014685 | 0.00011416 | 0.047165 | 0.33543 | 0.6594 | 0.17933 | 0.2262 | 0.021915 | 0.0043011
8746 | 1 | 0.00012504 | 0.00017297 | 0 | 0.00016448 | 0.00011416 | 0.11517 | 0.28908 | 0.5844 | 0.14037 | 0.2324 | 0.019427 | 0.0081343
8747 | 1 | 0.00013505 | 0.0001515 | 0 | 0.00018797 | 0.00011416 | 0.17735 | 0.23642 | 0.6327 | 0.10738 | 0.24278 | 0.010619 | 0.052583
8748 | 1 | 0.00014341 | 0.00013145 | 0 | 0.00020677 | 0.00011416 | 0.20255 | 0.21829 | 0.8026 | 0.066837 | 0.23793 | 0.0013373 | 0.28155
8749 | 1 | 0.00015184 | 0.00011822 | 0 | 0.00018797 | 0.00011416 | 0.19205 | 0.22954 | 0.8294 | 0.05795 | 0.22426 | 0.0087032 | 0
8750 | 1 | 0.00014653 | 0.00011503 | 0 | 0.00019032 | 0.00011416 | 0.1549 | 0.22178 | 0.8374 | 0.087533 | 0.20409 | 0.046912 | 0
8751 | 1 | 0.00013485 | 0.00012581 | 0 | 0.00021382 | 0.00011416 | 0.093846 | 0.20559 | 0.8388 | 0.15607 | 0.21592 | 0.057314 | 0.035691
8752 | 1 | 0.00011767 | 0.0001552 | 0 | 0.00022322 | 0.00011416 | 0.03392 | 0.21286 | 0.8457 | 0.22401 | 0.25305 | 0.038394 | 0.016714
8753 | 1 | 0.00011034 | 0.00017209 | 0 | 0.00022322 | 0.00011416 | 0.01163 | 0.24602 | 0.8219 | 0.20465 | 0.28699 | 0.011614 | 0
8754 | 1 | 0.00012565 | 0.00017851 | 0 | 0.00016448 | 0.00011416 | 0 | 0.28161 | 0.7798 | 0.14938 | 0.31734 | 0.00086555 | 0
8755 | 1 | 0.00013457 | 0.00018612 | 0 | 0.00011748 | 0.00011416 | 0 | 0.3045 | 0.7406 | 0.088994 | 0.2835 | 0.00017275 | 0
8756 | 1 | 0.00012699 | 0.00019285 | 0 | 8.8113e-05 | 0.00011416 | 0 | 0.31536 | 0.7215 | 0.036036 | 0.23085 | 0.012279 | 0
8757 | 1 | 0.00010957 | 0.00019839 | 0 | 5.8742e-05 | 0.00011416 | 0 | 0.30993 | 0.6814 | 0.054541 | 0.21883 | 0.026338 | 0
8758 | 1 | 9.7129e-05 | 0.00020345 | 0 | 3.7595e-05 | 0.00011416 | 0 | 0.27541 | 0.5164 | 0.067081 | 0.21194 | 0.022319 | 0
8759 | 1 | 0.00010512 | 0.00020801 | 0 | 2.3497e-05 | 0.00011416 | 0 | 0.24496 | 0.3197 | 0.060872 | 0.20661 | 0.011505 | 0
8760 | 1 | 0.00011678 | 0.00021048 | 0 | 9.3987e-06 | 0.00011416 | 0 | 0.21207 | 0.1614 | 0.062211 | 0.26934 | 0.0013373 | 0
CHECK | 8760 | 1 | 1 | 1 | 1 | 1 | 1135.9742 | 1899.9122 | 4134.0799 | 1894.9669 | 3755.8264 | 834.2881 | 950.7409
|  | 1 | 1 | 1 | 1 | 1 | 0.12968 | 0.21688 | 0.47193 | 0.21642 | 0.42875 | 0.095238 | 0.10853
|  | ENTSOE | Processed based onMERRA-2 T | Processed based onMERRA-2 T | Same as before | Same as before | Entsoe | Entsoe | ENTSOE | ENTSOE |  | See Methodo
4118.9817
0.4702
MERRA-2
Note on D14: ====== ID#AAAAJe0eBLs Stefano Moret (2020-04-29 14:18:32) reduced by 0.0001 to have the sum exactly to 1

## 2.1 RESOURCES
[6 empty] | JRC TIMES table 5 Ref scenario 2030 | gwp direct (used for CCS). Data from :https://www.volker-quaschning.de/datserv/CO2-spez/index_e.php
{RESOURCES} | avail_local [GWh/y] | avail_exterior [GWh/y] | gwp_op_local [ktCO2-eq./GWh] | gwp_op_exterior [ktCO2-eq./GWh] | c_op_local [M€/GWh] | c_op_exterior [M€/GWh]
ELECTRICITY | 0 | 0 | 0 | 0 | 0 | 0
GASOLINE | 0 | 1000000 | 0.3448 | 0.3448 | 0.082366 | 0.082366
DIESEL | 0 | 1000000 | 0.3148 | 0.3148 | 0.079744 | 0.079744
BIOETHANOL | 0 | 1000000 | 0 | 0 | 0.22571 | 0.22571
BIODIESEL | 0 | 1000000 | 0 | 0 | 0.24 | 0.24
LFO | 0 | 1000000 | 0.3115 | 0.3115 | 0.05674 | 0.05674
NG | 0 | 1000000 | 0.2666 | 0.2666 | 0.041454 | 0.041454
SNG | 0 | 1000000 | 0 | 0 | 0.19714 | 0.19714
WOOD | 322767.39 | 0 | 0.0118 | 0.0118 | 0.01754 | 0.02664
WET_BIOMASS | 172984.62 | 0 | 0.0118 | 0.0118 | 0.0076131 | 0.004674
WASTE | 57777.84 | 0 | 0.1501 | 0.1501 | 0.0085457 | 0.02664
COAL | 0 | 10000000 | 0.4014 | 0.4014 | 0.017642 | 0.017642
URANIUM | 0 | 10000000 | 0.0039 | 0.0039 | 0.0038765 | 0.0038765
H2 | 0 | 1000000 | 0 | 0 | 0.17714 | 0.17714
SLF | 0 | 1000000 | 0 | 0 | 0.21143 | 0.21143
CO2_EMISSIONS | 0 | 10000000 | 0 | 0 | 0 | 0
RES_WIND | 0 | 10000000 | 0 | 0 | 0 | 0
RES_SOLAR | 0 | 10000000 | 0 | 0 | 0 | 0
RES_HYDRO | 0 | 10000000 | 0 | 0 | 0 | 0
RES_GEO | 0 | 10000000 | 0 | 0 | 0 | 0
CO2_ATM | 0 | 10000000 | 0 | 0 | 0 | 0
CO2_INDUSTRY | 0 | 0 | 0 | 0 | 0 | 0
CO2_CAPTURED | 0 | 0 | 0 | 0 | 0 | 0
PT_HEAT | 0 | 0 | 0 | 0 | 0 | 0
ST_HEAT | 0 | 0 | 0 | 0 | 0 | 0
Sources
Data sources - availability
MSW
Original Source (Nasato): European Environment Agency, Municipal waste management in Switzerland, 2013 - https://www.google.ch/url?sa=t&rct=j&q=&esrc=s&source=web&cd=5&ved=0ahUKEwjPi-zzmoTNAhUCchQKHQd2Bx0QFghFMAQ&url=http%3A%2F%2Fwww.eea.europa.eu%2Fpublications%2Fmanaging-municipal-solid-waste%2Fswitzerland-municipal-waste-management&usg=AFQjCNG-EhU5wC33CffxE8WAP7ebqEP4dg&sig2=tvnZsemhLdBvRyWaL9halQ
Data of this report are taken from Eurostat, municipal solid waste database. http://ec.europa.eu/eurostat/statistics-explained/index.php/Municipal_waste_statistics |  |  | Source
|  | kg/ca | Data for CH in 2014, from http://ec.europa.eu/eurostat/statistics-explained/index.php/Municipal_waste_statistics
Average prod CH |  | - | Estimated from EEA report. In CH there's more or less 50% recycling - 50% incineration
% recycled |  | ha | from energyscope, average for 2035 projection. http://www.bfs.admin.ch/bfs/portal/fr/index/news/publikationen.html?publicationID=3988
Population |  | kg
Available MSW |  | MJ/kg | Value for Lausanne, see Geo&Bio paper
LHV MSW |  | MJ
Available MSW |  | GWh
Available MSW
Wood wet (50%)
Source: Steubing et al, Bioenergy in Switzerland: Assessing the domestic sustainable biomass potential, 2010
kg_H20/kg_wet_wood
Humidity |  | MJ/kg_wet
LHV
Sust. Pot [t_dry/y]
1502374
Forest energy wood |  | 420000
Industrial wood residues |  | 263444
Wood from landscape maintenance |  | 484093
Waste wood |  | 2669911
Total potential [t_dry] |  | 2669911
Total potential [t_wet] |  | 0
Total potenital [GWh]
Data sources - operating emissions
Source: ecoinvent v3.2 (allocation at the point of substitution). Most values already available in Geo&Bio paper. Other are sourced here from ecoinvent
|  |  | IPCC 2013 - GWP 100a | Unit | Source
Coal |  |  | 1.0837 | kgCO2-eq./kWh_e | ecoinvent entry "electricity production, hard coal, DE"
Emission of electricity production |  | 0.86347 | 0
market for chlorine, gaseous [RER] |  | 0.43586 | 0
market for hard coal [WEU] |  | 0.011909 | 0
market for hard coal ash [GLO] |  | 132309540 | 0
market for hard coal power plant [GLO] |  | 0.55834 | 0
market for light fuel oil [Europe without Switzerland] |  | 0.82344 | 0
market for NOx retained, by selective catalytic reduction [GLO] |  | 0.022335 | 0
market for residue from cooling tower [GLO] |  | 0.65755 | 0
market for SOx retained, in hard coal flue gas desulfurisation [GLO] |  | 2.5347e-05 | 0
market for water, completely softened, from decarbonised water, at user [GLO] |  | 7.9857e-06 | 0
market for water, decarbonised, at user [GLO] |  |  | 1.0837 | kgCO2-eq./kWh_e
Difference (coal combustion) |  |  | #DIV/0! | kgCO2-eq./kg_coal
Difference (coal combustion)
|  | - | ecoinvent entry "electricity production, hard coal, DE"
Efficiency |  | kWh_coal/kWh_e
Coal input |  | kWh/kg_coal
Coal LHV |  | kgCO2-eq/kWh_coal
Coal gwp transport/production |  | kgCO2-eq/kWh_coal
Coal gwp combustion
Nuclear |  | kgCO2-eq/kg_u | ecoinvent entry "market for uranium, enriched 3.8%, in fuel element for light water reactor [GLO]"
Uranium transport |  | GJ/kg_u | Uranium enriched to 3.5%, in LWR. From: http://www.world-nuclear.org/information-library/facts-and-figures/heat-values-of-various-fuels.aspx
Uranium LHV |  | kgCO2-eq/kWh_u
Uranium gwp transport/production
Note on D2: ====== ID#AAAAGdnL9_o Stefano Moret (2020-04-29 12:37:16) Mostly from Geo&Bio paper. Includes transport/, extraction/production + combustion
Note on E2: ====== ID#AAAAGdnL9_o Stefano Moret (2020-04-29 12:37:16) Mostly from Geo&Bio paper. Includes transport/, extraction/production + combustion

## 2.2 User defined
Typical days inputs :
Typical Days
Number (min 1, max 365) | 12
Weights |  | Cell importance
Electricity (%_elec) | 3 | 227016.12
Space Heating (%_sh) | 3 | 462741.65
PV | 1.5 | 131.9476 | Weight changed : 3 for RE, and 50-50 between sun and wind
Wind_onshore | 0.75 | 81.3468
Wind_offshore | 0.75 | 43.9635
Space Cooling | 1 | 41000
Hydro_dam | 0 | 3.0809
Economical input
Interest rate | i_rate | 0.015 | [-] | TBC
Political inputs
re_share | re_share | 0 | [-] |  |  |  | From Belgium heating road map (http://vbn.aau.dk/files/287929422/Country_Roadmap_Belgium_20181005.pdf)
CO2 limit | gwp_limit | 1000000000000000 | [tCO2_eq/year]
Land available for solar limit | solar_area | 1000000 | km2
Solar characteristics
Power density [GW/km2] | power_density_pv | 0.2367 | PV : 1 kW/4.22m2 => 0.2367 kW/m2 => 0.2367 GW/km2
| power_density_solar_thermal | 0.2857 | Solar thermal : 1 kW/3.5m2 => 0.2857 kW/m2 => 0.2857 GW/km2
Technologies shares
min/max share | min. |  | max.
share_mobility_public | %_public,min | 0.199 | %_public,max | 0.5 |  | TBC
share_freight_train | %_rail,min | 0.109 | %_rail,max | 0.25 |  | TBC
share_freight_boat | %_boat,min | 0.156 | %_boat,max | 0.3 |  | TBC
share_freight_truck | %_truck,min | 0 | %_truck,max | 3 |  | TBC
share_heat_dhn | %_dhn,min | 0.02 | %_dhn,max | 0.37 |  | TBC
Electric vehicles
Max number of cars | vehicuke_capacity ('PHEV') | 50.4 | # km-pass/h/veh. : Gives the equivalence between capacity and number of vehicles.
| vehicuke_capacity ('BEV') | 50.4 | # km-pass/h/veh. : Gives the equivalence between capacity and number of vehicles. |  | TBC
Electric vehicle Battery size | ev_batt,size('PHEV') | 4.4e-06 | Battery of PHEV = 4.4kWh per car |  |  |  | From Belgium statistiques : https://mobilit.belgium.be/sites/default/files/chiffres_cles_mobilite_2017.pdf
| ev_batt,size('BEV') | 2.4e-05 | Battery of BEV = 24kWh per car |  |  |  | Interpretation : %pub_min = 18%
%_rail_min = 12.4%
Network
loss_network
ELECTRICITY | 0.061239 | [-]
HEAT_LOW_T_DHN | 0.07 | [-] | TBC
Cost to enforce power grid to full RE potential
c_grid_enforce | 367.8 | M€/GW of renewables | TBC
[GW] Maximum power of electrical interconnections
import_capacity | 15

## 2.3 EUD
end_uses_demand_year :
param end_uses_demand_year: | HOUSEHOLDS | SERVICES | INDUSTRY | TRANSPORTATION
ELECTRICITY | 49725.49 | 51227.29 | 64520.93 | 0 | [GWh].
LIGHTING | 68219.22 | 70279.57 | 88517.33 | 0 | [GWh]
HEAT_HIGH_T | 0 | 0 | 125275.55 | 0 | [GWh]
HEAT_LOW_T_SH | 271879.99 | 158277.44 | 32584.22 | 0 | [GWh]
HEAT_LOW_T_HW | 69495.85 | 35480.79 | 8441.93 | 0 | [GWh]
PROCESS_COOLING | 0 | 39000 | 36000 | 0
SPACE_COOLING | 9215.15 | 25784.85 | 6000 | 0
MOBILITY_PASSENGER | 0 | 0 | 0 | 1436000 | [Mpkm]
MOBILITY_FREIGHT | 0 | 0 | 0 | 608000 | [Mtkm]
NON_ENERGY | 0 | 0 | 176147.98 | 0 | [GWh]
Here we will have a new EUD : non-energy EUD
98000 | GWh of non-energy EUD
From which (2016) | 2.6% solid fuels (coal?)
86.8% Crude oil & Pertolum products
10.6% Gas
Note on B2: ====== ID#AAAAJe0eBNE Stefano Moret (2020-04-29 14:18:32) Excluding gas for cooking

## 3.1 layers_in_out
param layers_in_out: | ELECTRICITY | GASOLINE | DIESEL | LFO | NG | WOOD | WET_BIOMASS | COAL | URANIUM | WASTE | H2 | SLF | HEAT_HIGH_T | HEAT_LOW_T_DHN | HEAT_LOW_T_DECEN | SPACE_COOLING | PROCESS_COOLING | MOB_PUBLIC | MOB_PRIVATE | MOB_FREIGHT_RAIL | MOB_FREIGHT_ROAD | MOB_FREIGHT_BOAT | RES_WIND | RES_SOLAR | RES_HYDRO | RES_GEO | NON_ENERGY | CO2_ATM | CO2_INDUSTRY | CO2_CAPTURED | PT_HEAT | ST_HEAT:=
ELECTRICITY | 1 | 0 | 0 | 0 | 0 | 0 | 0 | 0 | 0 | 0 | 0 | 0 | 0 | 0 | 0 | 0 | 0 | 0 | 0 | 0 | 0 | 0 | 0 | 0 | 0 | 0 | 0 | 0 | 0 | 0 | 0 | 0
GASOLINE | 0 | 1 | 0 | 0 | 0 | 0 | 0 | 0 | 0 | 0 | 0 | 0 | 0 | 0 | 0 | 0 | 0 | 0 | 0 | 0 | 0 | 0 | 0 | 0 | 0 | 0 | 0 | 0 | 0 | 0 | 0 | 0
DIESEL | 0 | 0 | 1 | 0 | 0 | 0 | 0 | 0 | 0 | 0 | 0 | 0 | 0 | 0 | 0 | 0 | 0 | 0 | 0 | 0 | 0 | 0 | 0 | 0 | 0 | 0 | 0 | 0 | 0 | 0 | 0 | 0
BIOETHANOL | 0 | 1 | 0 | 0 | 0 | 0 | 0 | 0 | 0 | 0 | 0 | 0 | 0 | 0 | 0 | 0 | 0 | 0 | 0 | 0 | 0 | 0 | 0 | 0 | 0 | 0 | 0 | 0 | 0 | 0 | 0 | 0
BIODIESEL | 0 | 0 | 1 | 0 | 0 | 0 | 0 | 0 | 0 | 0 | 0 | 0 | 0 | 0 | 0 | 0 | 0 | 0 | 0 | 0 | 0 | 0 | 0 | 0 | 0 | 0 | 0 | 0 | 0 | 0 | 0 | 0
LFO | 0 | 0 | 0 | 1 | 0 | 0 | 0 | 0 | 0 | 0 | 0 | 0 | 0 | 0 | 0 | 0 | 0 | 0 | 0 | 0 | 0 | 0 | 0 | 0 | 0 | 0 | 0 | 0 | 0 | 0 | 0 | 0
NG | 0 | 0 | 0 | 0 | 1 | 0 | 0 | 0 | 0 | 0 | 0 | 0 | 0 | 0 | 0 | 0 | 0 | 0 | 0 | 0 | 0 | 0 | 0 | 0 | 0 | 0 | 0 | 0 | 0 | 0 | 0 | 0
SNG | 0 | 0 | 0 | 0 | 1 | 0 | 0 | 0 | 0 | 0 | 0 | 0 | 0 | 0 | 0 | 0 | 0 | 0 | 0 | 0 | 0 | 0 | 0 | 0 | 0 | 0 | 0 | 0 | 0 | 0 | 0 | 0
WOOD | 0 | 0 | 0 | 0 | 0 | 1 | 0 | 0 | 0 | 0 | 0 | 0 | 0 | 0 | 0 | 0 | 0 | 0 | 0 | 0 | 0 | 0 | 0 | 0 | 0 | 0 | 0 | 0 | 0 | 0 | 0 | 0
WET_BIOMASS | 0 | 0 | 0 | 0 | 0 | 0 | 1 | 0 | 0 | 0 | 0 | 0 | 0 | 0 | 0 | 0 | 0 | 0 | 0 | 0 | 0 | 0 | 0 | 0 | 0 | 0 | 0 | 0 | 0 | 0 | 0 | 0
COAL | 0 | 0 | 0 | 0 | 0 | 0 | 0 | 1 | 0 | 0 | 0 | 0 | 0 | 0 | 0 | 0 | 0 | 0 | 0 | 0 | 0 | 0 | 0 | 0 | 0 | 0 | 0 | 0 | 0 | 0 | 0 | 0
URANIUM | 0 | 0 | 0 | 0 | 0 | 0 | 0 | 0 | 1 | 0 | 0 | 0 | 0 | 0 | 0 | 0 | 0 | 0 | 0 | 0 | 0 | 0 | 0 | 0 | 0 | 0 | 0 | 0 | 0 | 0 | 0 | 0
WASTE | 0 | 0 | 0 | 0 | 0 | 0 | 0 | 0 | 0 | 1 | 0 | 0 | 0 | 0 | 0 | 0 | 0 | 0 | 0 | 0 | 0 | 0 | 0 | 0 | 0 | 0 | 0 | 0 | 0 | 0 | 0 | 0
H2 | 0 | 0 | 0 | 0 | 0 | 0 | 0 | 0 | 0 | 0 | 1 | 0 | 0 | 0 | 0 | 0 | 0 | 0 | 0 | 0 | 0 | 0 | 0 | 0 | 0 | 0 | 0 | 0 | 0 | 0 | 0 | 0
SLF | 0 | 0 | 0 | 0 | 0 | 0 | 0 | 0 | 0 | 0 | 0 | 1 | 0 | 0 | 0 | 0 | 0 | 0 | 0 | 0 | 0 | 0 | 0 | 0 | 0 | 0 | 0 | 0 | 0 | 0 | 0 | 0
# ELEC_EXPORT | 0 | 0 | 0 | 0 | 0 | 0 | 0 | 0 | 0 | 0 | 0 | 1 | 0 | 0 | 0 | 0 | 0 | 0 | 0 | 0 | 0 | 0 | 0 | 0 | 0 | 0 | 0 | 0 | 0 | 0 | 0 | 0
CO2_EMISSIONS | 0 | 0 | 0 | 0 | 0 | 0 | 0 | 0 | 0 | 0 | 0 | 0 | 0 | 0 | 0 | 0 | 0 | 0 | 0 | 0 | 0 | 0 | 0 | 0 | 0 | 0 | 0 | 0 | -1 | 0 | 0 | 0
RES_WIND | 0 | 0 | 0 | 0 | 0 | 0 | 0 | 0 | 0 | 0 | 0 | 0 | 0 | 0 | 0 | 0 | 0 | 0 | 0 | 0 | 0 | 0 | 1 | 0 | 0 | 0 | 0 | 0 | 0 | 0 | 0 | 0
RES_SOLAR | 0 | 0 | 0 | 0 | 0 | 0 | 0 | 0 | 0 | 0 | 0 | 0 | 0 | 0 | 0 | 0 | 0 | 0 | 0 | 0 | 0 | 0 | 0 | 1 | 0 | 0 | 0 | 0 | 0 | 0 | 0 | 0
RES_HYDRO | 0 | 0 | 0 | 0 | 0 | 0 | 0 | 0 | 0 | 0 | 0 | 0 | 0 | 0 | 0 | 0 | 0 | 0 | 0 | 0 | 0 | 0 | 0 | 0 | 1 | 0 | 0 | 0 | 0 | 0 | 0 | 0
RES_GEO | 0 | 0 | 0 | 0 | 0 | 0 | 0 | 0 | 0 | 0 | 0 | 0 | 0 | 0 | 0 | 0 | 0 | 0 | 0 | 0 | 0 | 0 | 0 | 0 | 0 | 1 | 0 | 0 | 0 | 0 | 0 | 0
CO2_ATM | 0 | 0 | 0 | 0 | 0 | 0 | 0 | 0 | 0 | 0 | 0 | 0 | 0 | 0 | 0 | 0 | 0 | 0 | 0 | 0 | 0 | 0 | 0 | 0 | 0 | 0 | 0 | 1 | 0 | 0 | 0 | 0
CO2_INDUSTRY | 0 | 0 | 0 | 0 | 0 | 0 | 0 | 0 | 0 | 0 | 0 | 0 | 0 | 0 | 0 | 0 | 0 | 0 | 0 | 0 | 0 | 0 | 0 | 0 | 0 | 0 | 0 | 0 | 1 | 0 | 0 | 0
CO2_CAPTURED | 0 | 0 | 0 | 0 | 0 | 0 | 0 | 0 | 0 | 0 | 0 | 0 | 0 | 0 | 0 | 0 | 0 | 0 | 0 | 0 | 0 | 0 | 0 | 0 | 0 | 0 | 0 | 0 | 0 | 1 | 0 | 0
PT_HEAT | 0 | 0 | 0 | 0 | 0 | 0 | 0 | 0 | 0 | 0 | 0 | 0 | 0 | 0 | 0 | 0 | 0 | 0 | 0 | 0 | 0 | 0 | 0 | 0 | 0 | 0 | 0 | 0 | 0 | 0 | 1 | 0
ST_HEAT | 0 | 0 | 0 | 0 | 0 | 0 | 0 | 0 | 0 | 0 | 0 | 0 | 0 | 0 | 0 | 0 | 0 | 0 | 0 | 0 | 0 | 0 | 0 | 0 | 0 | 0 | 0 | 0 | 0 | 0 | 0 | 1
NUCLEAR | 1 | 0 | 0 | 0 | 0 | 0 | 0 | 0 | -2.7027 | 0 | 0 | 0 | 0 | 0 | 0 | 0 | 0 | 0 | 0 | 0 | 0 | 0 | 0 | 0 | 0 | 0 | 0 | 0 | 0 | 0 | 0 | 0
CCGT | 1 | 0 | 0 | 0 | -1.5873 | 0 | 0 | 0 | 0 | 0 | 0 | 0 | 0 | 0 | 0 | 0 | 0 | 0 | 0 | 0 | 0 | 0 | 0 | 0 | 0 | 0 | 0 | 0 | 0.31746 | 0 | 0 | 0
COAL_US | 1 | 0 | 0 | 0 | 0 | 0 | 0 | -2.0408 | 0 | 0 | 0 | 0 | 0 | 0 | 0 | 0 | 0 | 0 | 0 | 0 | 0 | 0 | 0 | 0 | 0 | 0 | 0 | 0 | 0.73469 | 0 | 0 | 0
COAL_IGCC | 1 | 0 | 0 | 0 | 0 | 0 | 0 | -1.8519 | 0 | 0 | 0 | 0 | 0 | 0 | 0 | 0 | 0 | 0 | 0 | 0 | 0 | 0 | 0 | 0 | 0 | 0 | 0 | 0 | 0.66668 | 0 | 0 | 0
PV | 1 | 0 | 0 | 0 | 0 | 0 | 0 | 0 | 0 | 0 | 0 | 0 | 0 | 0 | 0 | 0 | 0 | 0 | 0 | 0 | 0 | 0 | 0 | -1 | 0 | 0 | 0 | 0 | 0 | 0 | 0 | 0
PT_POWER_BLOCK | 1 | 0 | 0 | 0 | 0 | 0 | 0 | 0 | 0 | 0 | 0 | 0 | 0 | 0 | 0 | 0 | 0 | 0 | 0 | 0 | 0 | 0 | 0 | 0 | 0 | 0 | 0 | 0 | 0 | 0 | -4.86 | 0
ST_POWER_BLOCK | 1 | 0 | 0 | 0 | 0 | 0 | 0 | 0 | 0 | 0 | 0 | 0 | 0 | 0 | 0 | 0 | 0 | 0 | 0 | 0 | 0 | 0 | 0 | 0 | 0 | 0 | 0 | 0 | 0 | 0 | 0 | -3.9
STIRLING_DISH | 1 | 0 | 0 | 0 | 0 | 0 | 0 | 0 | 0 | 0 | 0 | 0 | 0 | 0 | 0 | 0 | 0 | 0 | 0 | 0 | 0 | 0 | 0 | -1 | 0 | 0 | 0 | 0 | 0 | 0 | 0 | 0
WIND_ONSHORE | 1 | 0 | 0 | 0 | 0 | 0 | 0 | 0 | 0 | 0 | 0 | 0 | 0 | 0 | 0 | 0 | 0 | 0 | 0 | 0 | 0 | 0 | -1 | 0 | 0 | 0 | 0 | 0 | 0 | 0 | 0 | 0
WIND_OFFSHORE | 1 | 0 | 0 | 0 | 0 | 0 | 0 | 0 | 0 | 0 | 0 | 0 | 0 | 0 | 0 | 0 | 0 | 0 | 0 | 0 | 0 | 0 | -1 | 0 | 0 | 0 | 0 | 0 | 0 | 0 | 0 | 0
HYDRO_DAM | 1 | 0 | 0 | 0 | 0 | 0 | 0 | 0 | 0 | 0 | 0 | 0 | 0 | 0 | 0 | 0 | 0 | 0 | 0 | 0 | 0 | 0 | 0 | 0 | -1 | 0 | 0 | 0 | 0 | 0 | 0 | 0
HYDRO_RIVER | 1 | 0 | 0 | 0 | 0 | 0 | 0 | 0 | 0 | 0 | 0 | 0 | 0 | 0 | 0 | 0 | 0 | 0 | 0 | 0 | 0 | 0 | 0 | 0 | -1 | 0 | 0 | 0 | 0 | 0 | 0 | 0
NEW_TIDAL_STREAM | 1 | 0 | 0 | 0 | 0 | 0 | 0 | 0 | 0 | 0 | 0 | 0 | 0 | 0 | 0 | 0 | 0 | 0 | 0 | 0 | 0 | 0 | 0 | 0 | -1 | 0 | 0 | 0 | 0 | 0 | 0 | 0
TIDAL_STREAM | 1 | 0 | 0 | 0 | 0 | 0 | 0 | 0 | 0 | 0 | 0 | 0 | 0 | 0 | 0 | 0 | 0 | 0 | 0 | 0 | 0 | 0 | 0 | 0 | -1 | 0 | 0 | 0 | 0 | 0 | 0 | 0
TIDAL_RANGE | 1 | 0 | 0 | 0 | 0 | 0 | 0 | 0 | 0 | 0 | 0 | 0 | 0 | 0 | 0 | 0 | 0 | 0 | 0 | 0 | 0 | 0 | 0 | 0 | -1 | 0 | 0 | 0 | 0 | 0 | 0 | 0
WAVE | 1 | 0 | 0 | 0 | 0 | 0 | 0 | 0 | 0 | 0 | 0 | 0 | 0 | 0 | 0 | 0 | 0 | 0 | 0 | 0 | 0 | 0 | 0 | 0 | -1 | 0 | 0 | 0 | 0 | 0 | 0 | 0
GEOTHERMAL | 1 | 0 | 0 | 0 | 0 | 0 | 0 | 0 | 0 | 0 | 0 | 0 | 0 | 0 | 0 | 0 | 0 | 0 | 0 | 0 | 0 | 0 | 0 | 0 | 0 | -1 | 0 | 0 | 0 | 0 | 0 | 0
IND_COGEN_GAS | 0.9565 | 0 | 0 | 0 | -2.1739 | 0 | 0 | 0 | 0 | 0 | 0 | 0 | 1 | 0 | 0 | 0 | 0 | 0 | 0 | 0 | 0 | 0 | 0 | 0 | 0 | 0 | 0 | 0 | 0.43478 | 0 | 0 | 0
IND_COGEN_WOOD | 0.3396 | 0 | 0 | 0 | 0 | -1.8868 | 0 | 0 | 0 | 0 | 0 | 0 | 1 | 0 | 0 | 0 | 0 | 0 | 0 | 0 | 0 | 0 | 0 | 0 | 0 | 0 | 0 | 0 | 0.73585 | 0 | 0 | 0
IND_COGEN_WASTE | 0.4444 | 0 | 0 | 0 | 0 | 0 | 0 | 0 | 0 | -2.2222 | 0 | 0 | 1 | 0 | 0 | 0 | 0 | 0 | 0 | 0 | 0 | 0 | 0 | 0 | 0 | 0 | 0 | 0 | 0.57777 | 0 | 0 | 0
IND_BOILER_GAS | 0 | 0 | 0 | 0 | -1.0785 | 0 | 0 | 0 | 0 | 0 | 0 | 0 | 1 | 0 | 0 | 0 | 0 | 0 | 0 | 0 | 0 | 0 | 0 | 0 | 0 | 0 | 0 | 0 | 0.2157 | 0 | 0 | 0
IND_BOILER_WOOD | 0 | 0 | 0 | 0 | 0 | -1.1568 | 0 | 0 | 0 | 0 | 0 | 0 | 1 | 0 | 0 | 0 | 0 | 0 | 0 | 0 | 0 | 0 | 0 | 0 | 0 | 0 | 0 | 0 | 0.45115 | 0 | 0 | 0
IND_BOILER_OIL | 0 | 0 | 0 | -1.1461 | 0 | 0 | 0 | 0 | 0 | 0 | 0 | 0 | 1 | 0 | 0 | 0 | 0 | 0 | 0 | 0 | 0 | 0 | 0 | 0 | 0 | 0 | 0 | 0 | 0.29799 | 0 | 0 | 0
IND_BOILER_COAL | 0 | 0 | 0 | 0 | 0 | 0 | 0 | -1.2195 | 0 | 0 | 0 | 0 | 1 | 0 | 0 | 0 | 0 | 0 | 0 | 0 | 0 | 0 | 0 | 0 | 0 | 0 | 0 | 0 | 0.43902 | 0 | 0 | 0
IND_BOILER_WASTE | 0 | 0 | 0 | 0 | 0 | 0 | 0 | 0 | 0 | -1.2195 | 0 | 0 | 1 | 0 | 0 | 0 | 0 | 0 | 0 | 0 | 0 | 0 | 0 | 0 | 0 | 0 | 0 | 0 | 0.31707 | 0 | 0 | 0
IND_DIRECT_ELEC | -1 | 0 | 0 | 0 | 0 | 0 | 0 | 0 | 0 | 0 | 0 | 0 | 1 | 0 | 0 | 0 | 0 | 0 | 0 | 0 | 0 | 0 | 0 | 0 | 0 | 0 | 0 | 0 | 0 | 0 | 0 | 0
DHN_HP_ELEC | -0.25 | 0 | 0 | 0 | 0 | 0 | 0 | 0 | 0 | 0 | 0 | 0 | 0 | 1 | 0 | 0 | 0 | 0 | 0 | 0 | 0 | 0 | 0 | 0 | 0 | 0 | 0 | 0 | 0 | 0 | 0 | 0
DHN_COGEN_GAS | 1.25 | 0 | 0 | 0 | -2.5 | 0 | 0 | 0 | 0 | 0 | 0 | 0 | 0 | 1 | 0 | 0 | 0 | 0 | 0 | 0 | 0 | 0 | 0 | 0 | 0 | 0 | 0 | 0 | 0.5 | 0 | 0 | 0
DHN_COGEN_WOOD | 0.3396 | 0 | 0 | 0 | 0 | -1.8868 | 0 | 0 | 0 | 0 | 0 | 0 | 0 | 1 | 0 | 0 | 0 | 0 | 0 | 0 | 0 | 0 | 0 | 0 | 0 | 0 | 0 | 0 | 0.73585 | 0 | 0 | 0
DHN_COGEN_WASTE | 0.4444 | 0 | 0 | 0 | 0 | 0 | 0 | 0 | 0 | -2.2222 | 0 | 0 | 0 | 1 | 0 | 0 | 0 | 0 | 0 | 0 | 0 | 0 | 0 | 0 | 0 | 0 | 0 | 0 | 0.57777 | 0 | 0 | 0
DHN_COGEN_WET_BIOMASS | 0.82645 | 0 | 0 | 0 | 0 | 0 | -6.3802 | 0 | 0 | 0 | 0 | 0 | 0 | 1 | 0 | 0 | 0 | 0 | 0 | 0 | 0 | 0 | 0 | 0 | 0 | 0 | 0 | 0 | 2.4883 | 0 | 0 | 0
DHN_COGEN_BIO_HYDROLYSIS | 0.75821 | 0 | 0 | 0 | 0 | 0 | -2.9851 | 0 | 0 | 0 | 0 | 0 | 0 | 1 | 0 | 0 | 0 | 0 | 0 | 0 | 0 | 0 | 0 | 0 | 0 | 0 | 0 | 0 | 1.1642 | 0 | 0 | 0
DHN_BOILER_GAS | 0 | 0 | 0 | 0 | -1.0785 | 0 | 0 | 0 | 0 | 0 | 0 | 0 | 0 | 1 | 0 | 0 | 0 | 0 | 0 | 0 | 0 | 0 | 0 | 0 | 0 | 0 | 0 | 0 | 0.2157 | 0 | 0 | 0
DHN_BOILER_WOOD | 0 | 0 | 0 | 0 | 0 | -1.1568 | 0 | 0 | 0 | 0 | 0 | 0 | 0 | 1 | 0 | 0 | 0 | 0 | 0 | 0 | 0 | 0 | 0 | 0 | 0 | 0 | 0 | 0 | 0.45115 | 0 | 0 | 0
DHN_BOILER_OIL | 0 | 0 | 0 | -1.1461 | 0 | 0 | 0 | 0 | 0 | 0 | 0 | 0 | 0 | 1 | 0 | 0 | 0 | 0 | 0 | 0 | 0 | 0 | 0 | 0 | 0 | 0 | 0 | 0 | 0.30945 | 0 | 0 | 0
DHN_DEEP_GEO | 0 | 0 | 0 | 0 | 0 | 0 | 0 | 0 | 0 | 0 | 0 | 0 | 0 | 1 | 0 | 0 | 0 | 0 | 0 | 0 | 0 | 0 | 0 | 0 | 0 | -1 | 0 | 0 | 0 | 0 | 0 | 0
DHN_SOLAR | 0 | 0 | 0 | 0 | 0 | 0 | 0 | 0 | 0 | 0 | 0 | 0 | 0 | 1 | 0 | 0 | 0 | 0 | 0 | 0 | 0 | 0 | 0 | -1 | 0 | 0 | 0 | 0 | 0 | 0 | 0 | 0
DEC_HP_ELEC | -0.3333 | 0 | 0 | 0 | 0 | 0 | 0 | 0 | 0 | 0 | 0 | 0 | 0 | 0 | 1 | 0 | 0 | 0 | 0 | 0 | 0 | 0 | 0 | 0 | 0 | 0 | 0 | 0 | 0 | 0 | 0 | 0
DEC_THHP_GAS | 0 | 0 | 0 | 0 | -0.6667 | 0 | 0 | 0 | 0 | 0 | 0 | 0 | 0 | 0 | 1 | 0 | 0 | 0 | 0 | 0 | 0 | 0 | 0 | 0 | 0 | 0 | 0 | 0 | 0 | 0 | 0 | 0
DEC_COGEN_GAS | 0.9565 | 0 | 0 | 0 | -2.1739 | 0 | 0 | 0 | 0 | 0 | 0 | 0 | 0 | 0 | 1 | 0 | 0 | 0 | 0 | 0 | 0 | 0 | 0 | 0 | 0 | 0 | 0 | 0 | 0 | 0 | 0 | 0
DEC_COGEN_OIL | 0.907 | 0 | 0 | -2.3256 | 0 | 0 | 0 | 0 | 0 | 0 | 0 | 0 | 0 | 0 | 1 | 0 | 0 | 0 | 0 | 0 | 0 | 0 | 0 | 0 | 0 | 0 | 0 | 0 | 0 | 0 | 0 | 0
DEC_ADVCOGEN_GAS | 2.6364 | 0 | 0 | 0 | -4.5455 | 0 | 0 | 0 | 0 | 0 | 0 | 0 | 0 | 0 | 1 | 0 | 0 | 0 | 0 | 0 | 0 | 0 | 0 | 0 | 0 | 0 | 0 | 0 | 0 | 0 | 0 | 0
DEC_ADVCOGEN_H2 | 2.6364 | 0 | 0 | 0 | 0 | 0 | 0 | 0 | 0 | 0 | -4.5455 | 0 | 0 | 0 | 1 | 0 | 0 | 0 | 0 | 0 | 0 | 0 | 0 | 0 | 0 | 0 | 0 | 0 | 0 | 0 | 0 | 0
DEC_BOILER_GAS | 0 | 0 | 0 | 0 | -1.1111 | 0 | 0 | 0 | 0 | 0 | 0 | 0 | 0 | 0 | 1 | 0 | 0 | 0 | 0 | 0 | 0 | 0 | 0 | 0 | 0 | 0 | 0 | 0 | 0 | 0 | 0 | 0
DEC_BOILER_WOOD | 0 | 0 | 0 | 0 | 0 | -1.1765 | 0 | 0 | 0 | 0 | 0 | 0 | 0 | 0 | 1 | 0 | 0 | 0 | 0 | 0 | 0 | 0 | 0 | 0 | 0 | 0 | 0 | 0 | 0 | 0 | 0 | 0
DEC_BOILER_OIL | 0 | 0 | 0 | -1.1765 | 0 | 0 | 0 | 0 | 0 | 0 | 0 | 0 | 0 | 0 | 1 | 0 | 0 | 0 | 0 | 0 | 0 | 0 | 0 | 0 | 0 | 0 | 0 | 0 | 0 | 0 | 0 | 0
DEC_SOLAR | 0 | 0 | 0 | 0 | 0 | 0 | 0 | 0 | 0 | 0 | 0 | 0 | 0 | 0 | 1 | 0 | 0 | 0 | 0 | 0 | 0 | 0 | 0 | -1 | 0 | 0 | 0 | 0 | 0 | 0 | 0 | 0
DEC_DIRECT_ELEC | -1 | 0 | 0 | 0 | 0 | 0 | 0 | 0 | 0 | 0 | 0 | 0 | 0 | 0 | 1 | 0 | 0 | 0 | 0 | 0 | 0 | 0 | 0 | 0 | 0 | 0 | 0 | 0 | 0 | 0 | 0 | 0
BIG_SPLIT | -0.1613 | 0 | 0 | 0 | 0 | 0 | 0 | 0 | 0 | 0 | 0 | 0 | 0 | 0 | 0 | 1 | 0 | 0 | 0 | 0 | 0 | 0 | 0 | 0 | 0 | 0 | 0 | 0 | 0 | 0 | 0 | 0
CHILLER_WC | -0.1449 | 0 | 0 | 0 | 0 | 0 | 0 | 0 | 0 | 0 | 0 | 0 | 0 | 0 | 0 | 0 | 1 | 0 | 0 | 0 | 0 | 0 | 0 | 0 | 0 | 0 | 0 | 0 | 0 | 0 | 0 | 0
TRAMWAY_TROLLEY | -0.0625 | 0 | 0 | 0 | 0 | 0 | 0 | 0 | 0 | 0 | 0 | 0 | 0 | 0 | 0 | 0 | 0 | 1 | 0 | 0 | 0 | 0 | 0 | 0 | 0 | 0 | 0 | 0 | 0 | 0 | 0 | 0
BUS_COACH_DIESEL | 0 | 0 | -0.2655 | 0 | 0 | 0 | 0 | 0 | 0 | 0 | 0 | 0 | 0 | 0 | 0 | 0 | 0 | 1 | 0 | 0 | 0 | 0 | 0 | 0 | 0 | 0 | 0 | 0 | 0 | 0 | 0 | 0
BUS_COACH_HYDIESEL | 0 | 0 | -0.1977 | 0 | 0 | 0 | 0 | 0 | 0 | 0 | 0 | 0 | 0 | 0 | 0 | 0 | 0 | 1 | 0 | 0 | 0 | 0 | 0 | 0 | 0 | 0 | 0 | 0 | 0 | 0 | 0 | 0
BUS_COACH_CNG_STOICH | 0 | 0 | 0 | 0 | -0.2678 | 0 | 0 | 0 | 0 | 0 | 0 | 0 | 0 | 0 | 0 | 0 | 0 | 1 | 0 | 0 | 0 | 0 | 0 | 0 | 0 | 0 | 0 | 0 | 0 | 0 | 0 | 0
BUS_COACH_FC_HYBRIDH2 | 0 | 0 | 0 | 0 | 0 | 0 | 0 | 0 | 0 | 0 | -0.2255 | 0 | 0 | 0 | 0 | 0 | 0 | 1 | 0 | 0 | 0 | 0 | 0 | 0 | 0 | 0 | 0 | 0 | 0 | 0 | 0 | 0
TRAIN_PUB | -0.0648 | 0 | 0 | 0 | 0 | 0 | 0 | 0 | 0 | 0 | 0 | 0 | 0 | 0 | 0 | 0 | 0 | 1 | 0 | 0 | 0 | 0 | 0 | 0 | 0 | 0 | 0 | 0 | 0 | 0 | 0 | 0
CAR_GASOLINE | 0 | -0.4968 | 0 | 0 | 0 | 0 | 0 | 0 | 0 | 0 | 0 | 0 | 0 | 0 | 0 | 0 | 0 | 0 | 1 | 0 | 0 | 0 | 0 | 0 | 0 | 0 | 0 | 0 | 0 | 0 | 0 | 0
CAR_DIESEL | 0 | 0 | -0.4347 | 0 | 0 | 0 | 0 | 0 | 0 | 0 | 0 | 0 | 0 | 0 | 0 | 0 | 0 | 0 | 1 | 0 | 0 | 0 | 0 | 0 | 0 | 0 | 0 | 0 | 0 | 0 | 0 | 0
CAR_NG | 0 | 0 | 0 | 0 | -0.5426 | 0 | 0 | 0 | 0 | 0 | 0 | 0 | 0 | 0 | 0 | 0 | 0 | 0 | 1 | 0 | 0 | 0 | 0 | 0 | 0 | 0 | 0 | 0 | 0 | 0 | 0 | 0
CAR_HEV | 0 | -0.3363 | 0 | 0 | 0 | 0 | 0 | 0 | 0 | 0 | 0 | 0 | 0 | 0 | 0 | 0 | 0 | 0 | 1 | 0 | 0 | 0 | 0 | 0 | 0 | 0 | 0 | 0 | 0 | 0 | 0 | 0
CAR_PHEV | -0.1376 | -0.1087 | 0 | 0 | 0 | 0 | 0 | 0 | 0 | 0 | 0 | 0 | 0 | 0 | 0 | 0 | 0 | 0 | 1 | 0 | 0 | 0 | 0 | 0 | 0 | 0 | 0 | 0 | 0 | 0 | 0 | 0
CAR_BEV | -0.1727 | 0 | 0 | 0 | 0 | 0 | 0 | 0 | 0 | 0 | 0 | 0 | 0 | 0 | 0 | 0 | 0 | 0 | 1 | 0 | 0 | 0 | 0 | 0 | 0 | 0 | 0 | 0 | 0 | 0 | 0 | 0
CAR_FUEL_CELL | 0 | 0 | 0 | 0 | 0 | 0 | 0 | 0 | 0 | 0 | -0.26392 | 0 | 0 | 0 | 0 | 0 | 0 | 0 | 1 | 0 | 0 | 0 | 0 | 0 | 0 | 0 | 0 | 0 | 0 | 0 | 0 | 0
TRAIN_FREIGHT | -0.0683 | 0 | 0 | 0 | 0 | 0 | 0 | 0 | 0 | 0 | 0 | 0 | 0 | 0 | 0 | 0 | 0 | 0 | 0 | 1 | 0 | 0 | 0 | 0 | 0 | 0 | 0 | 0 | 0 | 0 | 0 | 0
BOAT_FREIGHT_DIESEL | 0 | 0 | -0.107 | 0 | 0 | 0 | 0 | 0 | 0 | 0 | 0 | 0 | 0 | 0 | 0 | 0 | 0 | 0 | 0 | 0 | 0 | 1 | 0 | 0 | 0 | 0 | 0 | 0 | 0 | 0 | 0 | 0
BOAT_FREIGHT_NG | 0 | 0 | 0 | 0 | -0.123 | 0 | 0 | 0 | 0 | 0 | 0 | 0 | 0 | 0 | 0 | 0 | 0 | 0 | 0 | 0 | 0 | 1 | 0 | 0 | 0 | 0 | 0 | 0 | 0 | 0 | 0 | 0
TRUCK_DIESEL | 0 | 0 | -0.5126 | 0 | 0 | 0 | 0 | 0 | 0 | 0 | 0 | 0 | 0 | 0 | 0 | 0 | 0 | 0 | 0 | 0 | 1 | 0 | 0 | 0 | 0 | 0 | 0 | 0 | 0 | 0 | 0 | 0
TRUCK_FUEL_CELL | 0 | 0 | 0 | 0 | 0 | 0 | 0 | 0 | 0 | 0 | -0.44 | 0 | 0 | 0 | 0 | 0 | 0 | 0 | 0 | 0 | 1 | 0 | 0 | 0 | 0 | 0 | 0 | 0 | 0 | 0 | 0 | 0
TRUCK_ELEC | -0.249 | 0 | 0 | 0 | 0 | 0 | 0 | 0 | 0 | 0 | 0 | 0 | 0 | 0 | 0 | 0 | 0 | 0 | 0 | 0 | 1 | 0 | 0 | 0 | 0 | 0 | 0 | 0 | 0 | 0 | 0 | 0
TRUCK_NG | 0 | 0 | 0 | 0 | -0.59 | 0 | 0 | 0 | 0 | 0 | 0 | 0 | 0 | 0 | 0 | 0 | 0 | 0 | 0 | 0 | 1 | 0 | 0 | 0 | 0 | 0 | 0 | 0 | 0 | 0 | 0 | 0
NON_ENERGY_OIL | 0 | 0 | 0 | -1 | 0 | 0 | 0 | 0 | 0 | 0 | 0 | 0 | 0 | 0 | 0 | 0 | 0 | 0 | 0 | 0 | 0 | 0 | 0 | 0 | 0 | 0 | 1 | 0 | 0 | 0 | 0 | 0
NON_ENERGY_NG | 0 | 0 | 0 | 0 | -1 | 0 | 0 | 0 | 0 | 0 | 0 | 0 | 0 | 0 | 0 | 0 | 0 | 0 | 0 | 0 | 0 | 0 | 0 | 0 | 0 | 0 | 1 | 0 | 0 | 0 | 0 | 0
EFFICIENCY | 0 | 0 | 0 | 0 | 0 | 0 | 0 | 0 | 0 | 0 | 0 | 0 | 0 | 0 | 0 | 0 | 0 | 0 | 0 | 0 | 0 | 0 | 0 | 0 | 0 | 0 | 0 | 0 | 0 | 0 | 0 | 0
DHN | 0 | 0 | 0 | 0 | 0 | 0 | 0 | 0 | 0 | 0 | 0 | 0 | 0 | 0 | 0 | 0 | 0 | 0 | 0 | 0 | 0 | 0 | 0 | 0 | 0 | 0 | 0 | 0 | 0 | 0 | 0 | 0
GRID | 0 | 0 | 0 | 0 | 0 | 0 | 0 | 0 | 0 | 0 | 0 | 0 | 0 | 0 | 0 | 0 | 0 | 0 | 0 | 0 | 0 | 0 | 0 | 0 | 0 | 0 | 0 | 0 | 0 | 0 | 0 | 0
#
#
#
PT_COLLECTOR | 0 | 0 | 0 | 0 | 0 | 0 | 0 | 0 | 0 | 0 | 0 | 0 | 0 | 0 | 0 | 0 | 0 | 0 | 0 | 0 | 0 | 0 | 0 | -1 | 0 | 0 | 0 | 0 | 0 | 0 | 1 | 0
ST_COLLECTOR | 0 | 0 | 0 | 0 | 0 | 0 | 0 | 0 | 0 | 0 | 0 | 0 | 0 | 0 | 0 | 0 | 0 | 0 | 0 | 0 | 0 | 0 | 0 | -1 | 0 | 0 | 0 | 0 | 0 | 0 | 0 | 1
H2_ELECTROLYSIS | -1.0759 | 0 | 0 | 0 | 0 | 0 | 0 | 0 | 0 | 0 | 1 | 0 | -0.18987 | 0.018987 | 0 | 0 | 0 | 0 | 0 | 0 | 0 | 0 | 0 | 0 | 0 | 0 | 0 | 0 | 0 | 0 | 0 | 0
H2_NG | 0 | 0 | 0 | 0 | -1.3646 | 0 | 0 | 0 | 0 | 0 | 1 | 0 | 0 | 0 | 0 | 0 | 0 | 0 | 0 | 0 | 0 | 0 | 0 | 0 | 0 | 0 | 0 | 0 | 0.27292 | 0 | 0 | 0
H2_BIOMASS | 0 | 0 | 0 | 0 | 0 | -2.3121 | 0 | 0 | 0 | 0 | 1 | 0 | 0 | 0 | 0 | 0 | 0 | 0 | 0 | 0 | 0 | 0 | 0 | 0 | 0 | 0 | 0 | 0 | 0.90172 | 0 | 0 | 0
GASIFICATION_SNG | 0.0426 | 0 | 0 | 0 | 1 | -1.3514 | 0 | 0 | 0 | 0 | 0 | 0 | 0 | 0.1217 | 0 | 0 | 0 | 0 | 0 | 0 | 0 | 0 | 0 | 0 | 0 | 0 | 0 | 0 | 0.26352 | 0 | 0 | 0
PYROLYSIS | 0.0238 | 0 | 0 | 0 | 0 | -1.5017 | 0 | 0 | 0 | 0 | 0 | 1 | 0 | 0 | 0 | 0 | 0 | 0 | 0 | 0 | 0 | 0 | 0 | 0 | 0 | 0 | 0 | 0 | 0.29283 | 0 | 0 | 0
ATM_CCS | -1.3 | 0 | 0 | 0 | 0 | 0 | 0 | 0 | 0 | 0 | 0 | 0 | 0 | 0 | 0 | 0 | 0 | 0 | 0 | 0 | 0 | 0 | 0 | 0 | 0 | 0 | 0 | -1 | 0 | 1 | 0 | 0
INDUSTRY_CCS | -0.233 | 0 | 0 | 0 | 0 | 0 | 0 | 0 | 0 | 0 | 0 | 0 | 0 | 0 | 0 | 0 | 0 | 0 | 0 | 0 | 0 | 0 | 0 | 0 | 0 | 0 | 0 | 0 | -1 | 0.9 | 0 | 0
SYN_METHANOLATION | -0.72 | 0 | 0 | 0 | 0 | 0 | 0 | 0 | 0 | 0 | -0.746 | 1 | 0 | 0.261 | 0 | 0 | 0 | 0 | 0 | 0 | 0 | 0 | 0 | 0 | 0 | 0 | 0 | 0 | 0 | -0.247 | 0 | 0
SYN_METHANATION | 0 | 0 | 0 | 0 | 1 | 0 | 0 | 0 | 0 | 0 | -1.2 | 0 | 0 | 0.295 | 0 | 0 | 0 | 0 | 0 | 0 | 0 | 0 | 0 | 0 | 0 | 0 | 0 | 0 | 0 | -0.198 | 0 | 0
BIOMETHANATION | 0 | 0 | 0 | 0 | 1 | 0 | -3.3462 | 0 | 0 | 0 | 0 | 0 | 0 | 0 | 0 | 0 | 0 | 0 | 0 | 0 | 0 | 0 | 0 | 0 | 0 | 0 | 0 | 0 | 0.20878 | 0 | 0 | 0
BIO_HYDROLYSIS | 0.094563 | 0 | 0 | 0 | 1 | 0 | -2.3641 | 0 | 0 | 0 | 0 | 0 | 0 | 0 | 0 | 0 | 0 | 0 | 0 | 0 | 0 | 0 | 0 | 0 | 0 | 0 | 0 | 0 | 0 | 0 | 0 | 0
METHANE_TO_METHANOL | 0 | 0 | 0 | 0 | -1.5291 | 0 | 0 | 0 | 0 | 0 | 0 | 1 | 0 | 0 | 0 | 0 | 0 | 0 | 0 | 0 | 0 | 0 | 0 | 0 | 0 | 0 | 0 | 0 | 0 | 0 | 0 | 0
SLF_TO_DIESEL | 0 | 0 | 1 | 0 | 0 | 0 | 0 | 0 | 0 | 0 | 0 | -1 | 0 | 0 | 0 | 0 | 0 | 0 | 0 | 0 | 0 | 0 | 0 | 0 | 0 | 0 | 0 | 0 | 0 | 0 | 0 | 0
SLF_TO_GASOLINE | 0 | 1 | 0 | 0 | 0 | 0 | 0 | 0 | 0 | 0 | 0 | -1 | 0 | 0 | 0 | 0 | 0 | 0 | 0 | 0 | 0 | 0 | 0 | 0 | 0 | 0 | 0 | 0 | 0 | 0 | 0 | 0
SLF_TO_LFO | 0 | 0 | 0 | 1 | 0 | 0 | 0 | 0 | 0 | 0 | 0 | -1 | 0 | 0 | 0 | 0 | 0 | 0 | 0 | 0 | 0 | 0 | 0 | 0 | 0 | 0 | 0 | 0 | 0 | 0 | 0 | 0
;

## 3.2 TECH
| param: | c_inv | c_maint | gwp_constr | lifetime | c_p | fmin_perc | fmax_perc | f_min | f_max:= |  |  | Belgium name | Swiss | Old rate | New | Current |  | c_inv new [€_2015/GWh] |  | €2015 to CHF | 1.0679
ELECTRICITY | NUCLEAR | 4845.7346 | 102.931 | 707.88 | 60 | 0.849 | 0 | 1 | 0 | 0 | En 2019, f_min = 63.129 GW en France |  | NUCLEAR | NUCLEAR | 1.0679 | 4845.7346 | 4845.7346 | -1 | 4845.7346 | 102.931
| CCGT | 771.9918 | 19.7303 | 183.79 | 25 | 0.85 | 0 | 1 | 0 | 1000 |  |  | CCGT | CCGT | 1.0679 | 771.9918 | 771.9918 | -1 | 771.9918 | 19.7303
| COAL_US | 2516.7057 | 29.7032 | 331.6 | 35 | 0.868 | 0 | 1 | 0 | 1000 |  |  | COAL_US | COAL_US | 1.0679 | 2516.7057 | 2516.7057 | -1 | 2516.7057 | 29.7032 | c_inv | c_maint | lifetime
| COAL_IGCC | 3245.8095 | 48.9465 | 331.6 | 35 | 0.856 | 0 | 1 | 0 | 1000 |  |  | COAL_IGCC | COAL_IGCC | 1.0679 | 3245.8095 | 3245.8095 | -1 | 3245.8095 | 48.9465
| PV | 870 | 10.815 | 2081.43 | 25 | 1 | 0 | 1 | 6.19 | 1017.5066 |  |  | PV | PV | 1.1494 | 936.4173 | 870 | -1 | 1000 | 8.4 | 1000 | 8.4 | 25 | From Technology Data for Energy Plants for Electricity and District heating generation. Here, I took the PV commercial in 2030. I neglected the Variable O&M (only the fixed one)
| PT_POWER_BLOCK | 1044.57 | 62.65 | 0 | 25 | 1 | 0 | 1 | 0 | 0 |  |  | PT_POWER_BLOCK | WIND | 1.4092 | 1372.4319 | 1044.57 | -1 | 1040 | 12.6 | 1040 | 12.6 | 30 | From Technology Data for Energy Plants for Electricity and District heating generation. Here, I took the Wind in 2030. I neglected the Variable O&M (only the fixed one)
| ST_POWER_BLOCK | 50 | 5 | 0 | 25 | 1 | 0 | 1 | 0 | 41.9692 |  |  | ST_POWER_BLOCK |  |  |  | 50 | -1 | 1660 | 34.25 | 1660 | 34.25 | 30 | From Technology Data for Energy Plants for Electricity and District heating generation. Here, I took the Wind offshore near-shore in 2030. I neglected the Variable O&M (only the fixed one)
| STIRLING_DISH | 6820 | 107.18 | 0 | 30 | 1 | 0 | 0 | 0 | 0 |  |  | STIRLING_DISH | HYDRO_RIVER | 1.0679 | 5044.9199 | 6820 | -1 | 5044.9199 | 50.4448
| WIND_ONSHORE | 1040 | 2.89 | 622.85 | 30 | 1 | 0 | 1 | 10.311 | 375.069 |  |  | WIND_ONSHORE | GEOTHERMAL | 1.531 | 10735.2093 | 1040 | -1 | 4470 | 80.46 | 4470 | 80.46 | 30 | From EnergyPLAN Technology and Costs Database 20181005 . Here, I took The Geothermal Elect. In 2030
| WIND_OFFSHORE | 4974.6339 | 9.78 | 622.85 | 30 | 1 | 0 | 1 | 0 | 93.1574 |  |  | WIND_OFFSHORE | IND_COGEN_GAS | 1.0679 | 1408.0345 | 4974.6339 | -1 | 1408.0345 | 92.6117
| HYDRO_DAM | 4200.6993 | 21.0018 | 1692.88 | 40 | 1 | 0 | 1 | 14.2357 | 14.2358 |  |  | HYDRO_DAM | IND_COGEN_WOOD | 1.0679 | 1080.7941 | 4200.6993 | -1 | 1080.7941 | 40.4907
| HYDRO_RIVER | 5044.9199 | 50.4448 | 1262.82 | 40 | 1 | 0 | 1 | 6.6094 | 6.6095 |  |  | HYDRO_RIVER | IND_COGEN_WASTE | 1.0679 | 2927.8678 | 5044.9199 | -1 | 2927.8678 | 111.3213
| NEW_TIDAL_STREAM | 2769 | 4 | 0 | 20 | 1 | 0 | 0 | 0 | 0 |  |  | NEW_TIDAL_STREAM | IND_BOILER_GAS | 1.0679 | 58.8913 | 2769 | -1 | 58.8913 | 1.1799
| TIDAL_STREAM | 3752 | 165 | 0 | 20 | 1 | 0 | 1 | 0 | 5 |  |  | TIDAL_STREAM | IND_BOILER_WOOD | 1.0679 | 115.1793 | 3752 | -1 | 115.1793 | 2.3036
| TIDAL_RANGE | 2867 | 178 | 0 | 40 | 1 | 0 | 1 | 0 | 5 |  |  | TIDAL_RANGE | IND_BOILER_OIL | 1.0679 | 54.8553 | 2867 | -1 | 54.8553 | 1.1799
| WAVE | 1909 | 42 | 0 | 20 | 1 | 0 | 0 | 0 | 0 |  |  | WAVE | IND_BOILER_COAL | 1.0679 | 115.1793 | 1909 | -1 | 115.1793 | 2.3036
| GEOTHERMAL | 7488 | 142.272 | 24929.09 | 30 | 0.86 | 0 | 1 | 0 | 4.5 |  |  | GEOTHERMAL | IND_BOILER_WASTE | 1.0679 | 115.1793 | 7488 | -1 | 115.1793 | 2.3036
HEAT_HIGH_T (INDUSTRY) | IND_COGEN_GAS | 1408.0345 | 92.6117 | 1024.32 | 25 | 0.85 | 0 | 1 | 0 | 1000 |  |  | IND_COGEN_GAS | IND_DIRECT_ELEC | 1.0679 | 332.3439 | 1408.0345 | -1 | 332.3439 | 1.5076
| IND_COGEN_WOOD | 1080.7941 | 40.4907 | 165.33 | 25 | 0.85 | 0 | 1 | 0 | 1000 |  |  | IND_COGEN_WOOD | DHN_HP_ELEC | 1.0679 | 344.7607 | 1080.7941 | -1 | 344.7607 | 11.9955
| IND_COGEN_WASTE | 2927.8678 | 111.3213 | 647.82 | 25 | 0.85 | 0 | 1 | 0 | 1000 |  |  | IND_COGEN_WASTE | DHN_COGEN_GAS | 1.0679 | 1254.4901 | 2927.8678 | -1 | 1254.4901 | 37.5316
| IND_BOILER_GAS | 58.8913 | 1.1799 | 12.32 | 17 | 0.95 | 0 | 1 | 0 | 1000 |  |  | IND_BOILER_GAS | DHN_COGEN_WOOD | 1.0679 | 1080.7941 | 58.8913 | -1 | 1080.7941 | 40.4907
| IND_BOILER_WOOD | 115.1793 | 2.3036 | 28.87 | 17 | 0.9 | 0 | 1 | 0 | 1000 |  |  | IND_BOILER_WOOD | DHN_COGEN_WASTE | 1.0679 | 2927.8678 | 115.1793 | -1 | 2927.8678 | 111.3213
| IND_BOILER_OIL | 54.8553 | 1.1799 | 12.32 | 17 | 0.95 | 0 | 1 | 0 | 1000 |  |  | IND_BOILER_OIL |  |  |  | 54.8553 | -1 | [5 empty] | From mixed between Biomethanation and SES gas CHP
| IND_BOILER_COAL | 115.1793 | 2.3036 | 48.18 | 17 | 0.9 | 0 | 1 | 0 | 1000 |  |  | IND_BOILER_COAL | DHN_BOILER_GAS | 1.0679 | 58.8913 | 115.1793 | -1 | 58.8913 | 1.1799
| IND_BOILER_WASTE | 115.1793 | 2.3036 | 28.87 | 17 | 0.9 | 0 | 1 | 0 | 1000 |  |  | IND_BOILER_WASTE | DHN_BOILER_WOOD | 1.0679 | 115.1793 | 115.1793 | -1 | 115.1793 | 2.3036
| IND_DIRECT_ELEC | 332.3439 | 1.5076 | 1.47 | 15 | 0.95 | 0 | 1 | 0 | 1000 |  |  | IND_DIRECT_ELEC | DHN_BOILER_OIL | 1.0679 | 54.8553 | 332.3439 | -1 | 54.8553 | 1.1799
HEAT_LOW_T DHN | DHN_HP_ELEC | 344.7607 | 11.9955 | 174.79 | 25 | 0.95 | 0 | 1 | 0 | 1000 |  |  | DHN_HP_ELEC | DHN_DEEP_GEO | 1.0801 | 1517.1177 | 344.7607 | -1 | 1500 | 28 | 1500 | 28 | 30 | From Technology Data for Energy Plants for Electricity and District heating generation. Here, I took the Geothermal heat only plant with streal driven absoption heat pump 70°C in 2030. I neglected the Variable O&M (only the fixed one)
| DHN_COGEN_GAS | 1254.4901 | 37.5316 | 490.88 | 25 | 0.85 | 0 | 1 | 0 | 1000 |  |  | DHN_COGEN_GAS |  |  |  | 1254.4901 | -1 | 362 | 0.433 | 362 | 0.433 | 30 | From Technology Data for Energy Plants for Electricity and District heating generation. Here, I took the Solar District heating in 2030.
| DHN_COGEN_WOOD | 1080.7941 | 40.4907 | 165.33 | 25 | 0.85 | 0 | 1 | 0 | 1000 |  |  | DHN_COGEN_WOOD | DEC_HP_ELEC | 1.0679 | 492.0405 | 1080.7941 | -1 | 492.0405 | 21.0507
| DHN_COGEN_WASTE | 2927.8678 | 111.3213 | 647.82 | 25 | 0.85 | 0 | 1 | 0 | 1000 |  |  | DHN_COGEN_WASTE | DEC_THHP_GAS | 1.0679 | 315.685 | 2927.8678 | -1 | 315.685 | 9.4672
| DHN_COGEN_WET_BIOMASS | 2287 | 228.7 | 1024 | 25 | 0.75 | 0 | 1 | 0 | 1000 |  |  | DHN_COGEN_WET_BIOMASS | DEC_COGEN_GAS | 1.0679 | 1408.0345 | 2287 | -1 | 1408.0345 | 92.6117
| DHN_COGEN_BIO_HYDROLYSIS | 4536.8997 | 221.6894 | 647.8 | 15 | 0.85 | 0 | 1 | 0 | 1000 |  |  | DHN_COGEN_BIO_HYDROLYSIS | DEC_COGEN_OIL | 1.0679 | 1305.5623 | 4536.8997 | -1 | 1305.5623 | 81.9646
| DHN_BOILER_GAS | 58.8913 | 1.1799 | 12.32 | 17 | 0.95 | 0 | 1 | 0 | 1000 |  |  | DHN_BOILER_GAS | DEC_ADVCOGEN_GAS | 1.0679 | 7242.2792 | 58.8913 | -1 | 7242.2792 | 144.845
| DHN_BOILER_WOOD | 115.1793 | 2.3036 | 28.87 | 17 | 0.9 | 0 | 1 | 0 | 1000 |  |  | DHN_BOILER_WOOD | DEC_ADVCOGEN_H2 | 1.0679 | 7242.2792 | 115.1793 | -1 | 7242.2792 | 144.845
| DHN_BOILER_OIL | 54.8553 | 1.1799 | 12.32 | 17 | 0.95 | 0 | 1 | 0 | 1000 |  |  | DHN_BOILER_OIL | DEC_BOILER_GAS | 1.0679 | 158.5354 | 54.8553 | -1 | 158.5354 | 4.757
| DHN_DEEP_GEO | 1500 | 57.04 | 808.76 | 30 | 0.85 | 0 | 1 | 0.58616 | 1.6582 |  |  | DHN_DEEP_GEO | DEC_BOILER_WOOD | 1.0679 | 462.4403 | 1500 | -1 | 462.4403 | 16.1813
| DHN_SOLAR | 362 | 0.433 | 221.22 | 30 | 1 | 0 | 1 | 0 | 1000 |  |  | DHN_SOLAR | DEC_BOILER_OIL | 1.0679 | 142.3822 | 362 | -1 | 142.3822 | 8.5401
HEAT_LOW_T DECEN | DEC_HP_ELEC | 492.0405 | 21.0507 | 164.89 | 18 | 1 | 0 | 1 | 0 | 1000 |  |  | DEC_HP_ELEC | DEC_SOLAR | 1.0679 | 719.0748 | 492.0405 | -1 | 719.0748 | 8.0906
| DEC_THHP_GAS | 315.685 | 9.4672 | 381.93 | 20 | 1 | 0 | 0 | 0 | 1000 |  |  | DEC_THHP_GAS | DEC_DIRECT_ELEC | 1.0679 | 39.9757 | 315.685 | -1 | 39.9757 | 0.17792
| DEC_COGEN_GAS | 1408.0345 | 92.6117 | 1024.32 | 20 | 1 | 0 | 1 | 0 | 1000 |  |  | DEC_COGEN_GAS | TRAMWAY_TROLLEY | #DIV/0! | 0 | 1408.0345 | -1 | 0 | 0
| DEC_COGEN_OIL | 1305.5623 | 81.9646 | 1024.32 | 20 | 1 | 0 | 1 | 0 | 1000 |  |  | DEC_COGEN_OIL | BUS_COACH_DIESEL | #DIV/0! | 0 | 1305.5623 | -1 | 0 | 0
| DEC_ADVCOGEN_GAS | 7242.2792 | 144.845 | 2193.45 | 20 | 1 | 0 | 1 | 0 | 1000 |  |  | DEC_ADVCOGEN_GAS | BUS_COACH_HYDIESEL | #DIV/0! | 0 | 7242.2792 | -1 | 0 | 0
| DEC_ADVCOGEN_H2 | 7242.2792 | 144.845 | 2193.45 | 20 | 1 | 0 | 1 | 0 | 1000 |  |  | DEC_ADVCOGEN_H2 | BUS_COACH_CNG_STOICH | #DIV/0! | 0 | 7242.2792 | -1 | 0 | 0
| DEC_BOILER_GAS | 158.5354 | 4.757 | 21.09 | 17 | 1 | 0 | 1 | 0 | 1000 |  |  | DEC_BOILER_GAS | BUS_COACH_FC_HYBRIDH2 | #DIV/0! | 0 | 158.5354 | -1 | 0 | 0
| DEC_BOILER_WOOD | 462.4403 | 16.1813 | 21.09 | 17 | 1 | 0 | 1 | 0 | 1000 |  |  | DEC_BOILER_WOOD | TRAIN_PUB | #DIV/0! | 0 | 462.4403 | -1 | 0 | 0
| DEC_BOILER_OIL | 142.3822 | 8.5401 | 21.09 | 17 | 1 | 0 | 1 | 0 | 1000 |  |  | DEC_BOILER_OIL | CAR_GASOLINE | #DIV/0! | 0 | 142.3822 | -1 | 6070.3671 | 182.111
| DEC_SOLAR | 719.0748 | 8.0906 | 221.22 | 20 | 1 | 0 | 1 | 0 | 1000 |  |  | DEC_SOLAR | CAR_DIESEL | #DIV/0! | 0 | 719.0748 | -1 | 6611.2971 | 198.3389
| DEC_DIRECT_ELEC | 39.9757 | 0.17792 | 1.47 | 15 | 1 | 0 | 1 | 0 | 1000 |  |  | DEC_DIRECT_ELEC | CAR_NG | #DIV/0! | 0 | 39.9757 | -1 | 6476.1429 | 194.2843
COOLING | BIG_SPLIT | 232 | 9.333 | 0 | 15 | 1 | 0 | 1 | 0 | 1000 |  |  | BIG_SPLIT | CAR_HEV | #DIV/0! | 0 | 232 | -1 | 6396.6771 | 191.9003
| CHILLER_WC | 119 | 4.76 | 0 | 20 | 1 | 0 | 1 | 0 | 1000 |  |  | CHILLER_WC | CAR_PHEV | #DIV/0! | 0 | 119 | -1 | 6401.2412 | 192.0372
PUBLIC MOBILITY | TRAMWAY_TROLLEY | 625 | 12.5 | 0 | 30 | 0.34247 | 0 | 0.3 | 0 | 1000 |  |  | TRAMWAY_TROLLEY | CAR_BEV | #DIV/0! | 0 | 625 | -1 | 7352.4741 | 73.5247
| BUS_COACH_DIESEL | 611.1111 | 30.5556 | 0 | 15 | 0.2968 | 0 | 1 | 0 | 1000 |  |  | BUS_COACH_DIESEL | CAR_FUEL_CELL | #DIV/0! | 0 | 611.1111 | -1 | 7228.5459 | 216.8564
| BUS_COACH_HYDIESEL | 833.3333 | 33.3333 | 0 | 15 | 0.2968 | 0 | 1 | 0 | 1000 |  |  | BUS_COACH_HYDIESEL | TRAIN_FREIGHT | #DIV/0! | 0 | 833.3333 | -1 | 0 | 0
| BUS_COACH_CNG_STOICH | 611.1111 | 30.5556 | 0 | 15 | 0.2968 | 0 | 1 | 0 | 1000 |  |  | BUS_COACH_CNG_STOICH |  | #DIV/0! | 0 | 611.1111 | -1 | 0 | 0
| BUS_COACH_FC_HYBRIDH2 | 1041.6667 | 31.25 | 0 | 15 | 0.2968 | 0 | 1 | 0 | 1000 |  |  | BUS_COACH_FC_HYBRIDH2 |  | #DIV/0! | 0 | 1041.6667 | -1 | 0 | 0
| TRAIN_PUB | 1506.0241 | 54.3527 | 0 | 40 | 0.27507 | 0 | 0.5 | 0 | 1000 |  |  | TRAIN_PUB |  | #DIV/0! | 0 | 1506.0241 | -1 | 561.43 | 28.0715
PRIVATE MOBILITY | CAR_GASOLINE | 420.2864 | 13.7975 | 342 | 10 | 0.05137 | 0 | 1 | 0 | 1000 |  |  | CAR_GASOLINE |  | #DIV/0! | 2920.133 | 420.2864 | -1 | 672.93 | 33.6465
| CAR_DIESEL | 434.4536 | 14.7049 | 346 | 10 | 0.05137 | 0 | 1 | 0 | 1000 |  |  | CAR_DIESEL |  | #DIV/0! | 1737.9904 | 434.4536 | -1 | 872 | 43.6
| CAR_NG | 429.3758 | 17.8185 | 342 | 10 | 0.05137 | 0 | 1 | 0 | 1000 |  | TBC | CAR_NG |  | #DIV/0! | 825.8826 | 429.3758 | -1 | 0 | 0
| CAR_HEV | 429.4116 | 8.9774 | 519 | 10 | 0.05137 | 0 | 1 | 0 | 1000 |  | TBC | CAR_HEV |  | #DIV/0! | 57215.095 | 429.4116 | -1 | 0 | 0
| CAR_PHEV | 456.3671 | 9.505 | 519 | 10 | 0.05137 | 0 | 1 | 0 | 1000 |  |  | CAR_PHEV | EFFICIENCY | 0.55904 | 1737.9904 | 456.3671 | -1 | 1737.9904 | 0
| CAR_BEV | 449.8248 | 6.8685 | 385 | 10 | 0.05137 | 0 | 1 | 0 | 1000 |  |  | CAR_BEV | DHN | 1.0679 | 825.8826 | 449.8248 | -1 | 825.8826 | 0
| CAR_FUEL_CELL | 434.7741 | 2.6878 | 786 | 10 | 0.05137 | 0 | 1 | 0 | 100000 |  |  | CAR_FUEL_CELL | GRID | 0.81555 | 57215.095 | 434.7741 | -1 | 57215.095 | 0
FREIGHT | TRAIN_FREIGHT | 104.4156 | 2.0883 | 0 | 40 | 0.34247 | 0 | 1 | 0 | 1000 |  |  | TRAIN_FREIGHT | H2_ELECTROLYSIS | 1.0679 | 307.585 | 104.4156 | -1 | 307.585 | 30.7613
| BOAT_FREIGHT_DIESEL | 76.3889 | 3.8194 | 0 | 40 | 0.11416 | 0 | 1 | 0 | 1000 |  |  | BOAT_FREIGHT_DIESEL | H2_NG | 1.0679 | 681.2436 | 76.3889 | -1 | 681.2436 | 64.4349
| BOAT_FREIGHT_NG | 76.3889 | 3.8194 | 0 | 40 | 0.11416 | 0 | 1 | 0 | 1000 |  |  | BOAT_FREIGHT_NG | H2_BIOMASS | 1.0679 | 2525.3863 | 76.3889 | -1 | 2525.3863 | 195.7018
| TRUCK_DIESEL | 371.1111 | 18.5556 | 0 | 15 | 0.092593 | 0 | 1 | 0 | 1000 |  |  | TRUCK_DIESEL | GASIFICATION_SNG | 1.0679 | 2743.8056 | 371.1111 | -1 | 2743.8056 | 139.9382 | c_inv | c_maint
| TRUCK_FUEL_CELL | 402.2222 | 12.0667 | 0 | 15 | 0.092593 | 0 | 1 | 0 | 1000 |  |  | TRUCK_FUEL_CELL | PYROLYSIS | 1.0679 | 1344.2176 | 402.2222 | -1 | 1344.2176 | 67.2067 | [M€/ktCO2/h] | [M€/ktCO2/h/y]
| TRUCK_ELEC | 771.1111 | 23.1333 | 0 | 15 | 0.092593 | 0 | 1 | 0 | 1000 |  | TBC | TRUCK_ELEC |  |  |  | 771.1111 | -1 | 2580 | 64.8 | 2580 | 64.8 |  | Arbitrary
| TRUCK_NG | 371.1111 | 18.5556 | 0 | 15 | 0.092593 | 0 | 1 | 0 | 1000 |  | TBC | TRUCK_NG |  |  |  | 371.1111 | -1 | 2580 | 64.8 | 2580 | 64.8 |  | From Technology Data for Energy Plants for Electricity and District heating generation - Feb. 2019. We computed the data based on a case of CCS over a Coal fired PP
NON ENERGY | NON_ENERGY_OIL | 1e-07 | 0 | 0 | 1 | 1 | 0 | 1 | 0 | 100000 |  |  | NON_ENERGY_OIL |  |  |  | 1e-07 | -1
| NON_ENERGY_NG | 1e-07 | 0 | 0 | 1 | 1 | 0 | 1 | 0 | 100000 |  | TBC | NON_ENERGY_NG |  |  |  | 1e-07 | -1 | 1888 | 74.6 | 1888 | 74.6 |  | From Technology Data for Renewable Fuels p211: SNG production process. Here I did some calculation as the technology proposes transforms biogas to SNG by adding H2. I removed the CH4 part of the biogas
INFRASTRUCTURE | EFFICIENCY | 3320 | 0 | 0 | 1 | 1 | 0 | 1 | 0 | 1000 |  | TBC | EFFICIENCY |  |  |  | 3320 | -1 | 1661 | 14 | 1661 | 14 | 20 | From Technology Data for Renewable Fuels p34 + BIOGAS UPGRADING - TECHNICAL REVIEW p62. Here I took column 2030 and Specific investment. For Maintenance, I took an arbitrary value of 10% of inv cost of cleaner
| DHN | 825.8826 | 0 | 0 | 60 | 1 | 0 | 1 | 0 | 1000 |  |  | DHN |  |  |  | 825.8826 | -1
| GRID | 446394.729 | 0 | 0 | 80 | 1 | 0 | 1 | 0 | 1000 |  |  | GRID |  |  |  | 446394.729 | -1
| # MOTORWAYS | 339 | 11.865 | 0 | 60 | 1 | 0 | 1 | 0 | 1000 |  |  | # MOTORWAYS |  |  |  | 339 | -1
| # ROADS | 2800 | 98 | 0 | 60 | 1 | 0 | 1 | 0 | 1000 |  |  | # ROADS | BATT_LI | 3.3113 | 936.4173 | 2800 | -1 | 302 | 0.5418 |  |  |  | From Technology data for Energy storage p132. Here I took column 2030 and Specific investment. For Maintenance, I took Fixed + variable O&M and assumed that 1 MW/MWh | In addition, the gwp_constr other source : 110 ktCO2/GWh (J.F. Peters, M. Baumann, B. Zimmermann, J. Braun, M. Weil. The environmental impact of Li- Ion batteries and the role of key parameters – A review, Renew. Sustain. Energy Rev. 67 (2017) 491–506. doi:10.1016/j.rser.2016.08.039) | Cost include capacity components => 3x more exepnsive than just a 'pack'p33 of Danish 'Technology data for energy storage'
| # RAILWAYS | 1780 | 62.3 | 0 | 60 | 1 | 0 | 1 | 0 | 1000 |  |  | # RAILWAYS | BEV_BATT | #DIV/0! | 0 | 1780 | -1 | 0 | 0
| PT_COLLECTOR | 4504.7143 | 62.65 | 0 | 25 | 1 | 0 | 1 | 0 | 1000 |  |  | PT_COLLECTOR | PHEV_BATT | #DIV/0! | 0 | 4504.7143 | -1 | 0 | 0
| ST_COLLECTOR | 100 | 5 | 0 | 25 | 1 | 0 | 1 | 0 | 1000 |  |  | ST_COLLECTOR | PHS | 0.084694 | 4.6634 | 100 | -1 | 4.6634 | 0.018728 | c_inv | c_maint | lifetime
| H2_ELECTROLYSIS | 696.2025 | 19.1456 | 0 | 15 | 0.9 | 0 | 1 | 0 | 1000 |  | TBC | H2_ELECTROLYSIS | TS_DEC_DIRECT_ELEC | 1.0679 | 18.9718 | 696.2025 | -1 | 18.9718 | 4.8734 |  | 4.8734 | 20 | From EnergyPLAN Technology and Costs Database 20181005 . Here, I took the 7% of maintenance cost
| H2_NG | 681.2436 | 64.4349 | 0 | 25 | 0.86 | 0 | 1 | 0 | 1000 |  | TBC | H2_NG | TS_DEC_HP_ELEC | 1.0679 | 18.9718 | 681.2436 | -1 | 18.9718 | 4.7687 |  | 4.7687 | 20 | From EnergyPLAN Technology and Costs Database 20181005 . Here, I took the 7% of maintenance cost
| H2_BIOMASS | 2525.3863 | 195.7018 | 0 | 25 | 0.86 | 0 | 1 | 0 | 1000 |  | TBC | H2_BIOMASS | TS_DEC_THHP_GAS | 1.0679 | 18.9718 | 2525.3863 | -1 | 18.9718 | 17.6777 |  | 17.6777 | 20 | From EnergyPLAN Technology and Costs Database 20181005 . Here, I took the 7% of maintenance cost
| GASIFICATION_SNG | 2743.8056 | 139.9382 | 0 | 25 | 0.85 | 0 | 1 | 0 | 1000 |  | TBC | GASIFICATION_SNG | TS_DEC_COGEN_GAS | 1.0679 | 18.9718 | 2743.8056 | -1 | 18.9718 | 19.2066 |  | 19.2066 | 20 | From EnergyPLAN Technology and Costs Database 20181005 . Here, I took the 7% of maintenance cost
| PYROLYSIS | 1344.2176 | 67.2067 | 0 | 25 | 0.85 | 0 | 1 | 0 | 1000 |  | TBC | PYROLYSIS | TS_DEC_COGEN_OIL | 1.0679 | 18.9718 | 1344.2176 | -1 | 18.9718 | 9.4095 |  | 9.4095 | 20 | From EnergyPLAN Technology and Costs Database 20181005 . Here, I took the 7% of maintenance cost
| ATM_CCS | 5160 | 129.6 | 0 | 40 | 1 | 0 | 1 | 0 | 1000 |  | TBC | ATM_CCS | TS_DEC_BOILER_GAS | 1.0679 | 18.9718 | 5160 | -1 | 18.9718 | 36.12 |  | 36.12 | 20 | From EnergyPLAN Technology and Costs Database 20181005 . Here, I took the 7% of maintenance cost
| INDUSTRY_CCS | 2580 | 64.8 | 0 | 40 | 1 | 0 | 1 | 0 | 1000 |  | TBC | INDUSTRY_CCS | TS_DEC_BOILER_WOOD | 1.0679 | 18.9718 | 2580 | -1 | 18.9718 | 18.06 |  | 18.06 | 20 | From EnergyPLAN Technology and Costs Database 20181005 . Here, I took the 7% of maintenance cost
| SYN_METHANOLATION | 1679.6517 | 47.6649 | 0 | 20 | 0.95 | 0 | 1 | 0 | 1000 |  | TBC | SYN_METHANOLATION | TS_DEC_BOILER_OIL | 1.0679 | 18.9718 | 1679.6517 | -1 | 18.9718 | 11.7576 |  | 11.7576 | 20 | From EnergyPLAN Technology and Costs Database 20181005 . Here, I took the 7% of maintenance cost
| SYN_METHANATION | 262.1968 | 66.9928 | 0 | 40 | 1 | 0 | 1 | 0 | 1000 |  | TBC | SYN_METHANATION | TS_DHN_DAILY | 3.3767 | 9.4859 | 262.1968 | -1 | 9.4859 | 1.8354 |  | 1.8354 | 20 | From EnergyPLAN Technology and Costs Database 20181005 . Here, I took the 7% of maintenance cost
| BIOMETHANATION | 986.0474 | 13.6591 | 0 | 20 | 0.85 | 0 | 1 | 0 | 1000 |  | TBC | BIOMETHANATION | TS_DHN_SEASONAL | 6.2222 | 3.1464 | 986.0474 | -1 | 0.54 | 0.003 | 0.54 | 0.003 | 25 | From : Thermal storage (from Technology Data for Energy From EnergyPLAN Technology and Costs Database 20181005 . Here, I took the 7% of maintenance cost
| BIO_HYDROLYSIS | 1591.9094 | 108.5375 | 0 | 15 | 0.85 | 0 | 1 | 0 | 1000 |  | TBC | BIO_HYDROLYSIS |  |  |  | 1591.9094 | -1 |  |  | 0.04713 | 0.0013092 | 50 | From Technology data for Energy storage p68. Here I took the total investment cost of 254M€ for Lille Torup which is 4.965TWh (see https://gasstorage.dk/Our-storage). For Maintenance, I took 6.5 M€ for the Lille Torup case
| METHANE_TO_METHANOL | 958.5823 | 41.9152 | 0 | 25 | 0.85 | 0 | 1 | 0 | 1000 |  | TBC | METHANE_TO_METHANOL |  |  |  | 958.5823 | -1 | 0.13466 | 0.0037405 | 0.13466 | 0.0037405 | 25 | From EnergyPLAN Technology and Costs Database 20181005 . Here, I took the hydrogen storage in steel tanks
| SLF_TO_DIESEL | 1e-07 | 0 | 0 | 1 | 1 | 0 | 1 | 0 | 100000 |  | TBC | SLF_TO_DIESEL |  |  |  | 1e-07 | -1 | 49.5 | 0.495 | 49.5 | 0.495 | 30 | From an industry website for a CO2 tank. We assumed 1% of maintenance and 30y of life time (similar to hot water)
| SLF_TO_GASOLINE | 1e-07 | 0 | 0 | 1 | 1 | 0 | 1 | 0 | 100000 |  |  | SLF_TO_GASOLINE |  |  |  | 1e-07 | -1
| SLF_TO_LFO | 1e-07 | 0 | 0 | 1 | 1 | 0 | 1 | 0 | 100000
STORAGE | BATT_LI | 302 | 0.62 | 61.3 | 15 | 1 | 0 | 1 | 0 | 100000
| CAES | 38.938 | 3.1799 | 0 | 50 | 1 | 0 | 1 | 0 | 10
| BEV_BATT | 0 | 0 | 0 | 1 | 1 | 0 | 1 | 0 | 100000
| PHEV_BATT | 0 | 0 | 0 | 1 | 1 | 0 | 1 | 0 | 100000
| DAM_STORAGE | 0 | 0 | 0 | 1 | 1 | 0 | 1 | 3699 | 3700
| PHS | 58.8 | 0 | 8.33 | 50 | 1 | 0 | 1 | 184 | 1984
| TS_DEC_DIRECT_ELEC | 18.9718 | 0.1328 | 0 | 25 | 1 | 0 | 1 | 0 | 100000
| TS_DEC_HP_ELEC | 18.9718 | 0.1328 | 0 | 25 | 1 | 0 | 1 | 0 | 100000
| TS_DEC_THHP_GAS | 18.9718 | 0.1328 | 0 | 25 | 1 | 0 | 1 | 0 | 100000
| TS_DEC_COGEN_GAS | 18.9718 | 0.1328 | 0 | 25 | 1 | 0 | 1 | 0 | 100000
| TS_DEC_COGEN_OIL | 18.9718 | 0.1328 | 0 | 25 | 1 | 0 | 1 | 0 | 100000
| TS_DEC_ADVCOGEN_GAS | 18.9718 | 0.1328 | 0 | 25 | 1 | 0 | 1 | 0 | 100000
| TS_DEC_ADVCOGEN_H2 | 18.9718 | 0.1328 | 0 | 25 | 1 | 0 | 1 | 0 | 100000
| TS_DEC_BOILER_GAS | 18.9718 | 0.1328 | 0 | 25 | 1 | 0 | 1 | 0 | 100000
| TS_DEC_BOILER_WOOD | 18.9718 | 0.1328 | 0 | 25 | 1 | 0 | 1 | 0 | 100000
| TS_DEC_BOILER_OIL | 18.9718 | 0.1328 | 0 | 25 | 1 | 0 | 1 | 0 | 100000
| TS_DHN_DAILY | 3 | 0.0086 | 0 | 40 | 1 | 0 | 1 | 0 | 100000
| TS_DHN_SEASONAL | 0.54 | 0.003 | 0 | 25 | 1 | 0 | 1 | 0 | 100000
| TS_HIGH_TEMP | 28.03 | 0.28 | 0 | 25 | 1 | 0 | 1 | 0 | 100000
| SEASONAL_NG | 0.051158 | 0.0013092 | 0 | 30 | 1 | 0 | 1 | 0 | 100000
| SEASONAL_H2 | 6.19 | 0.03 | 0 | 20 | 1 | 0 | 1 | 0 | 100000
| CO2_STORAGE | 49.5 | 0.495 | 0 | 20 | 1 | 0 | 1 | 0 | 100000
| SLF_STO | 0.00635 | 0.000397 | 0 | 20 | 1 | 0 | 1 | 0 | 100000
| PT_STORAGE | 36.9568 | 0.3695 | 0 | 25 | 1 | 0 | 1 | 0 | 100000
| ST_STORAGE | 19.099 | 0.1909 | 0 | 25 | 1 | 0 | 1 | 0 | 100000
| TS_COLD | 25 | 0.3 | 0 | 20 | 1 | 0 | 1 | 0 | 100000
Sources
Data sources - emissions
Source: ecoinvent v3.2 (allocation at the point of substitution). Most values already available in Geo&Bio paper. Other are sourced here from ecoinvent
Technology | IPCC 2013 - GWP 100 | Unit | Source
Nuclear | 707880000 | kgCO2-eq/GWe | ecoinvent entry: "market for nuclear power plant, boiling water reactor 1000MW, GLO"
CCGT | 73514000 | kgCO2-eq/unit | ecoinvent entry: "gas power plant construction, combined cycle, 400MW electrical, RER"
CCGT | 183785000 | kgCO2-eq/GWe
Coal | 165800000 | kgCO2-eq/unit | ecoinvent entry: "hard coal power plant construction, 500MW, GLO"
Coal | 331600000 | kgCO2-eq/GWe
PV | 6244.3 | kgCO2-eq/unit | ecoinvent entry: "market for photovoltaic slanted-roof installation, 3kWp, multi-Si, panel, mounted, on roof"
PV | 2081433333.3333 | kgCO2-eq/GWe
Wind | 1245700 | kgCO2-eq/unit | ecoinvent entry: "market for wind turbine, 2MW, onshore"
Wind | 622850000 | kgCO2-eq/GWe
Hydro dam | 15456000000 | kgCO2-eq/unit | ecoinvent entry: "hydropower plant construction, reservoir, alpine region, RER" (size 9.130MW)
Hydro dam | 1692880613.3625 | kgCO2-eq/GWe
Hydro river | 4798700000 | kgCO2-eq/unit | ecoinvent entry: "hydropower plant construction, run-of-river, CH" (size not specified. But written that this is value for entire CH plants)
Hydro river | #DIV/0! | kgCO2-eq/GWe
Geothermal ORC 6km | #REF! | kgCO2-eq/unit | from Geo&Bio paper. Size 7.554 MW
Geothermal ORC 6km | #REF! | kgCO2-eq/GWe | Value from Geo&Bio. Too low!
Geothermal power plant | 137110000 | kgCO2-eq/unit | ecoinvent entry: "geothermal power plant construction" (5.5 MWel, 5km well)
Geothermal power plant | 24929090909.0909 | kgCO2-eq/GWe
Geothermal EGS 6km | #REF! | kgCO2-eq/unit | from Geo&Bio paper. 6km well needed for 7.554MW cycle
Geothermal EGS 6km | #REF! | kgCO2-eq/GWe
Geothermal EGS 4.2km | #REF! | kgCO2-eq/unit | from Geo&Bio paper. 4.2km well, 22841 kW/th (assumes 3 wells)
Geothermal EGS 4.2km | #REF! | kgCO2-eq/GWth
Geothermal EGS 4.2km | 1466.1 | kgCO2-eq/m | ecoinvent entry: "deep well drilling, for deep geothermal power, CH"
Geothermal EGS 4.2km | 18472860 | kgCO2-eq/unit | Assuming 3*4.2km wells, as in Geo&Bio.
Geothermal EGS 4.2km | 808758810.9102 | kgCO2-eq/GWth
Dec NG cogen | 37317.001 | kgCO2-eq/unit | ecoinvent entry: "market for heat and power co-generation unit, 50kW electrical, common components for heat+electricity [GLO]". Fuel is natural gas
Dec NG cogen | 5925.5203 | kgCO2-eq/unit | ecoinvent entry: "market for heat and power co-generation unit, 50kW electrical, components for electricity only [GLO]". Fuel is natural gas
Dec NG cogen | 10301.575 | kgCO2-eq/unit | ecoinvent entry: "market for heat and power co-generation unit, 50kW electrical, components for heat only [GLO]". Fuel is natural gas
Dec NG cogen | 1070881926 | kgCO2-eq/GWe
Coal industrial boiler | 240890 | kgCO2-eq/unit | ecoinvent entry: "industrial furnace production, coal, 1-10MW, RER".
Coal industrial boiler | 48178000 | kgCO2-eq/GWth
Direct el. Heat | 7.3357 | kgCO2-eq/unit | ecoinvent entry: "auxiliary heating unit production, electric, 5kW, CH"
Direct el. Heat | 1467140 | kgCO2-eq/GWth
Dec HP | 1648.9 | kgCO2-eq/unit | ecoinvent entry: "heat pump production, brine-water, 10kW, CH"
Dec HP | 164890000 | kgCO2-eq/GWth
DHN HP | 5243.6 | kgCO2-eq/unit | ecoinvent entry: "heat pump production, 30kW, RER"
DHN HP | 174786666.6667 | kgCO2-eq/GWth
Th HP | 1527.7 | kgCO2-eq/unit | ecoinvent entry: "heat pump production, diffusion absorption, 4kW, future, CH"
Th HP | 381925000 | kgCO2-eq/GWth
FC | 104000 | kgCO2-eq/unit | ecoinvent entry: "fuel cell production, solid oxide, 125kW electrical, future, CH"
FC | 832000000 | kgCO2-eq/GWe
FC | #DIV/0! | kgCO2-eq/GWth
Dec Solar - panels/MJ_heat | 2.5707e-07 | unit/MJ_heat | ecoinvent entry: "operation, solar collector system, Cu flat plate collector, multiple dwelling, for hot water, CH"
Dec Solar - heat production lifetime | 1080553.0703 | kWh_heat/lifetime
Dec Solar - lifetime | 18 | years
c_p | 0.11346 | -
Size | 60.3964 | kW_th/panel
Dec Solar | 12025 | kgCO2-eq/unit | ecoinvent entry: "solar collector system installation, Cu flat plate collector, multiple dwelling, hot water, CH"
Dec Solar | 199101274.5169 | kgCO2-eq/GWth
Oil boiler | 12320 | kgCO2-eq/unit | ecoinvent entry: "industrial furnace production, 1MW, oil, CH"
Oil boiler | 12320000 | kgCO2-eq/GWth
Wood boiler | 28865 | kgCO2-eq/unit | ecoinvent entry: "furnace production, wood chips, average storage area, 1000kW, CH"
Wood boiler | 28865000 | kgCO2-eq/GWth
BATT_LI | 400 | [MCHF/GWh] | From Chen 2009, Figure 1 (The future cost of electrical energy storage based on experience rates ) + Zakeri 2015 (Electrical energy storage systems: A comparative life cycle cost analysis) Table C1 |  | Personnal notes in GL presentation 180418-PRE1 - MILP with TD - Analyse of results_v2 | Warning : price is very high => never installing batteries (for Swiss case)
BATT_LI | 50 | [MCHF/GWh] | Arbitrary choosen based on the CAPEX
BATT_LI | 61.3 | kg tCO2-eq/GWh | From Limpens 2018, table 4 Life cycle assessment of lithium-ion batteries for greenhouse gas emissions (2016) Fig 5 & Fig 6. Ishihara 2002 'Life cycle analysis of large-size lithium-ion secondary batteries developed in the japanese national project'
BATT_LI | 15 | [years] | Zakeri 2015 (Electrical energy storage systems: A comparative life cycle cost analysis) Table B1 (5-15 years) + Limpens 2018, table 1
PHES | 4.98 | [MCHF/GWh] | Techno-economic review of existing and new pumped hydro energy storage plant (2009), table 5. Assessment of utility energy storage options for increased renewable energy penetration (2012) , Appendix Switzerland p72 + personnal post treatment presented in slide 7 of presentation 180418
PHES | 0.02 | [MCHF/GWh] | Arbitrary choosen based on the CAPEX
PHES | 8.33 | kg tCO2-eq/GWh | No source found.
PHES | 40 | [years] | Same as other HYDROs
PHES | 369 | [GWh] | Assessment of the European potential for pumped hydropower energy storage . A GIS- based assessment of pumped (2013) p72
PHES | 1700 | [GWh] | Assessment of the European potential for pumped hydropower energy storage . A GIS- based assessment of pumped (2013) p72
TS_DEC_BOILER_OIL | 20.26 | [MCHF/GWh] | c_inv |  | Adapted from PhD thesis (R. JAKOB) : "Urban Energy System Design from the Heat Perspective using mathematical Programming including thermal Storage". Post treatment done in excel sheet : "TS data.docx"
TS_DEC_BOILER_OIL | 0 | [MCHF/GWh] | c_maint
TS_DHN_DAILY | 10.13 | [MCHF/GWh] | c_inv
TS_DHN_DAILY | 0 | [MCHF/GWh] | c_maint
TS_DHN_SEASONAL | 3.36 | [MCHF/GWh] | c_inv
TS_DHN_SEASONAL | 0 | [MCHF/GWh] | c_maint
Note on B168: ====== ID#AAAAJe0eBKc Stefano Moret (2020-04-29 14:18:32) Assuming 5MWth
Note on B195: ====== ID#AAAAJe0eBNI Gauthier Limpens (2020-04-29 14:18:32) This number changes a lot depending on the country/geography. This data is based on study of Switzerland
Note on C1: ====== ID#AAAAJe0eBKY Stefano Moret (2020-04-29 14:18:32) GW of main output. For mobility is Mpkm/h, for cogeneration is heat. Investment cost for cogen is translated into CHF/kW_th. For storage depends on the technology. For gasification/pyrolysis is biofuel output
Note on E1: ====== ID#AAAAJe0eBL8 Stefano Moret (2020-04-29 14:18:32) Global warming potential (GWP) emissions for the construction of technologies [kgCO2-eq./kW], with respect to main output of the technology. For heating and cogeneration technologies, the main output is heat. Greenhouse gas emissions including the technology construction only. For GHG emissions, LCA data are taken from the Ecoinvent database v3.2 using the 'allocation at the point of substitution' method. GWP is assessed with the 'GWP100a - IPCC2013' indicator.
Note on G1: ====== ID#AAAAJe0eBME Stefano Moret (2020-04-29 14:18:32) Yearly c_p. Different than 1 for technologies whose c_p is defined on an annual basis
Note on H1: ====== ID#AAAAJe0eBLo Stefano Moret (2020-04-29 14:18:32) Limit to the Mult_t, expressed as % of total demand in each sector
Note on I1: ====== ID#AAAAJe0eBNs Stefano Moret (2020-04-29 14:18:33) Limit to the Mult_t, expressed as % of total demand in each sector
Note on J1: ====== ID#AAAAJe0eBNA Stefano Moret (2020-04-29 14:18:32) main output: Mpkm/h for the technologies, heat for cogen, storage level [GWh] for storage units
Note on K1: ====== ID#AAAAJe0eBLQ Stefano Moret (2020-04-29 14:18:32) main output: Mpkm/h for the technologies, heat for cogen, storage level [GWh] for storage units

## 3.3 STO
TBC
param storage_eff_in: | ELECTRICITY | GASOLINE | DIESEL | LFO | NG | WOOD | WET_BIOMASS | COAL | URANIUM | WASTE | H2 | SLF | HEAT_HIGH_T | HEAT_LOW_T_DHN | HEAT_LOW_T_DECEN | SPACE_COOLING | PROCESS_COOLING | MOB_PUBLIC | MOB_PRIVATE | MOB_FREIGHT_RAIL | MOB_FREIGHT_ROAD | MOB_FREIGHT_BOAT | RES_WIND | RES_SOLAR | RES_HYDRO | RES_GEO | NON_ENERGY | CO2_ATM | CO2_INDUSTRY | CO2_CAPTURED | PT_HEAT | ST_HEAT:=
DAM_STORAGE | 1 | 0 | 0 | 0 | 0 | 0 | 0 | 0 | 0 | 0 | 0 | 0 | 0 | 0 | 0 | 0 | 0 | 0 | 0 | 0 | 0 | 0 | 0 | 0 | 0 | 0 | 0 | 0 | 0 | 0 | 0 | 0
PHS | 0.866 | 0 | 0 | 0 | 0 | 0 | 0 | 0 | 0 | 0 | 0 | 0 | 0 | 0 | 0 | 0 | 0 | 0 | 0 | 0 | 0 | 0 | 0 | 0 | 0 | 0 | 0 | 0 | 0 | 0 | 0 | 0
BATT_LI | 0.95 | 0 | 0 | 0 | 0 | 0 | 0 | 0 | 0 | 0 | 0 | 0 | 0 | 0 | 0 | 0 | 0 | 0 | 0 | 0 | 0 | 0 | 0 | 0 | 0 | 0 | 0 | 0 | 0 | 0 | 0 | 0
BEV_BATT | 0.95 | 0 | 0 | 0 | 0 | 0 | 0 | 0 | 0 | 0 | 0 | 0 | 0 | 0 | 0 | 0 | 0 | 0 | 0 | 0 | 0 | 0 | 0 | 0 | 0 | 0 | 0 | 0 | 0 | 0 | 0 | 0
PHEV_BATT | 0.95 | 0 | 0 | 0 | 0 | 0 | 0 | 0 | 0 | 0 | 0 | 0 | 0 | 0 | 0 | 0 | 0 | 0 | 0 | 0 | 0 | 0 | 0 | 0 | 0 | 0 | 0 | 0 | 0 | 0 | 0 | 0
TS_DEC_DIRECT_ELEC | 0 | 0 | 0 | 0 | 0 | 0 | 0 | 0 | 0 | 0 | 0 | 0 | 0 | 0 | 1 | 0 | 0 | 0 | 0 | 0 | 0 | 0 | 0 | 0 | 0 | 0 | 0 | 0 | 0 | 0 | 0 | 0
TS_DEC_HP_ELEC | 0 | 0 | 0 | 0 | 0 | 0 | 0 | 0 | 0 | 0 | 0 | 0 | 0 | 0 | 1 | 0 | 0 | 0 | 0 | 0 | 0 | 0 | 0 | 0 | 0 | 0 | 0 | 0 | 0 | 0 | 0 | 0
TS_DEC_THHP_GAS | 0 | 0 | 0 | 0 | 0 | 0 | 0 | 0 | 0 | 0 | 0 | 0 | 0 | 0 | 1 | 0 | 0 | 0 | 0 | 0 | 0 | 0 | 0 | 0 | 0 | 0 | 0 | 0 | 0 | 0 | 0 | 0
TS_DEC_COGEN_GAS | 0 | 0 | 0 | 0 | 0 | 0 | 0 | 0 | 0 | 0 | 0 | 0 | 0 | 0 | 1 | 0 | 0 | 0 | 0 | 0 | 0 | 0 | 0 | 0 | 0 | 0 | 0 | 0 | 0 | 0 | 0 | 0
TS_DEC_COGEN_OIL | 0 | 0 | 0 | 0 | 0 | 0 | 0 | 0 | 0 | 0 | 0 | 0 | 0 | 0 | 1 | 0 | 0 | 0 | 0 | 0 | 0 | 0 | 0 | 0 | 0 | 0 | 0 | 0 | 0 | 0 | 0 | 0
TS_DEC_ADVCOGEN_GAS | 0 | 0 | 0 | 0 | 0 | 0 | 0 | 0 | 0 | 0 | 0 | 0 | 0 | 0 | 1 | 0 | 0 | 0 | 0 | 0 | 0 | 0 | 0 | 0 | 0 | 0 | 0 | 0 | 0 | 0 | 0 | 0
TS_DEC_ADVCOGEN_H2 | 0 | 0 | 0 | 0 | 0 | 0 | 0 | 0 | 0 | 0 | 0 | 0 | 0 | 0 | 1 | 0 | 0 | 0 | 0 | 0 | 0 | 0 | 0 | 0 | 0 | 0 | 0 | 0 | 0 | 0 | 0 | 0
TS_DEC_BOILER_GAS | 0 | 0 | 0 | 0 | 0 | 0 | 0 | 0 | 0 | 0 | 0 | 0 | 0 | 0 | 1 | 0 | 0 | 0 | 0 | 0 | 0 | 0 | 0 | 0 | 0 | 0 | 0 | 0 | 0 | 0 | 0 | 0
TS_DEC_BOILER_WOOD | 0 | 0 | 0 | 0 | 0 | 0 | 0 | 0 | 0 | 0 | 0 | 0 | 0 | 0 | 1 | 0 | 0 | 0 | 0 | 0 | 0 | 0 | 0 | 0 | 0 | 0 | 0 | 0 | 0 | 0 | 0 | 0
TS_DEC_BOILER_OIL | 0 | 0 | 0 | 0 | 0 | 0 | 0 | 0 | 0 | 0 | 0 | 0 | 0 | 0 | 1 | 0 | 0 | 0 | 0 | 0 | 0 | 0 | 0 | 0 | 0 | 0 | 0 | 0 | 0 | 0 | 0 | 0
TS_DHN_DAILY | 0 | 0 | 0 | 0 | 0 | 0 | 0 | 0 | 0 | 0 | 0 | 0 | 0 | 1 | 0 | 0 | 0 | 0 | 0 | 0 | 0 | 0 | 0 | 0 | 0 | 0 | 0 | 0 | 0 | 0 | 0 | 0
TS_DHN_SEASONAL | 0 | 0 | 0 | 0 | 0 | 0 | 0 | 0 | 0 | 0 | 0 | 0 | 0 | 1 | 0 | 0 | 0 | 0 | 0 | 0 | 0 | 0 | 0 | 0 | 0 | 0 | 0 | 0 | 0 | 0 | 0 | 0
TS_HIGH_TEMP | 0 | 0 | 0 | 0 | 0 | 0 | 0 | 0 | 0 | 0 | 0 | 0 | 1 | 0 | 0 | 0 | 0 | 0 | 0 | 0 | 0 | 0 | 0 | 0 | 0 | 0 | 0 | 0 | 0 | 0 | 0 | 0
SEASONAL_NG | 0 | 0 | 0 | 0 | 0.99 | 0 | 0 | 0 | 0 | 0 | 0 | 0 | 0 | 0 | 0 | 0 | 0 | 0 | 0 | 0 | 0 | 0 | 0 | 0 | 0 | 0 | 0 | 0 | 0 | 0 | 0 | 0
SEASONAL_H2 | 0 | 0 | 0 | 0 | 0 | 0 | 0 | 0 | 0 | 0 | 0.9 | 0 | 0 | 0 | 0 | 0 | 0 | 0 | 0 | 0 | 0 | 0 | 0 | 0 | 0 | 0 | 0 | 0 | 0 | 0 | 0 | 0
CO2_STORAGE | 0 | 0 | 0 | 0 | 0 | 0 | 0 | 0 | 0 | 0 | 0 | 0 | 0 | 0 | 0 | 0 | 0 | 0 | 0 | 0 | 0 | 0 | 0 | 0 | 0 | 0 | 0 | 0 | 0 | 1 | 0 | 0
SLF_STO | 0 | 0 | 0 | 0 | 0 | 0 | 0 | 0 | 0 | 0 | 0 | 1 | 0 | 0 | 0 | 0 | 0 | 0 | 0 | 0 | 0 | 0 | 0 | 0 | 0 | 0 | 0 | 0 | 0 | 0 | 0 | 0
PT_STORAGE | 0 | 0 | 0 | 0 | 0 | 0 | 0 | 0 | 0 | 0 | 0 | 0 | 0 | 0 | 0 | 0 | 0 | 0 | 0 | 0 | 0 | 0 | 0 | 0 | 0 | 0 | 0 | 0 | 0 | 0 | 1 | 0
ST_STORAGE | 0 | 0 | 0 | 0 | 0 | 0 | 0 | 0 | 0 | 0 | 0 | 0 | 0 | 0 | 0 | 0 | 0 | 0 | 0 | 0 | 0 | 0 | 0 | 0 | 0 | 0 | 0 | 0 | 0 | 0 | 0 | 1
TS_COLD | 0 | 0 | 0 | 0 | 0 | 0 | 0 | 0 | 0 | 0 | 0 | 0 | 0 | 0 | 0 | 1 | 0 | 0 | 0 | 0 | 0 | 0 | 0 | 0 | 0 | 0 | 0 | 0 | 0 | 0 | 0 | 0
CAES | 0.825 | 0 | 0 | 0 | 0 | 0 | 0 | 0 | 0 | 0 | 0 | 0 | 0 | 0 | 0 | 0 | 0 | 0 | 0 | 0 | 0 | 0 | 0 | 0 | 0 | 0 | 0 | 0 | 0 | 0 | 0 | 0
;
param storage_eff_out: | ELECTRICITY | GASOLINE | DIESEL | LFO | NG | WOOD | WET_BIOMASS | COAL | URANIUM | WASTE | H2 | SLF | HEAT_HIGH_T | HEAT_LOW_T_DHN | HEAT_LOW_T_DECEN | SPACE_COOLING | PROCESS_COOLING | MOB_PUBLIC | MOB_PRIVATE | MOB_FREIGHT_RAIL | MOB_FREIGHT_ROAD | MOB_FREIGHT_BOAT | RES_WIND | RES_SOLAR | RES_HYDRO | RES_GEO | NON_ENERGY | CO2_ATM | CO2_INDUSTRY | CO2_CAPTURED | PT_HEAT | ST_HEAT:=
DAM_STORAGE | 1 | 0 | 0 | 0 | 0 | 0 | 0 | 0 | 0 | 0 | 0 | 0 | 0 | 0 | 0 | 0 | 0 | 0 | 0 | 0 | 0 | 0 | 0 | 0 | 0 | 0 | 0 | 0 | 0 | 0 | 0 | 0
PHS | 0.866 | 0 | 0 | 0 | 0 | 0 | 0 | 0 | 0 | 0 | 0 | 0 | 0 | 0 | 0 | 0 | 0 | 0 | 0 | 0 | 0 | 0 | 0 | 0 | 0 | 0 | 0 | 0 | 0 | 0 | 0 | 0
BATT_LI | 0.95 | 0 | 0 | 0 | 0 | 0 | 0 | 0 | 0 | 0 | 0 | 0 | 0 | 0 | 0 | 0 | 0 | 0 | 0 | 0 | 0 | 0 | 0 | 0 | 0 | 0 | 0 | 0 | 0 | 0 | 0 | 0
BEV_BATT | 0.95 | 0 | 0 | 0 | 0 | 0 | 0 | 0 | 0 | 0 | 0 | 0 | 0 | 0 | 0 | 0 | 0 | 0 | 0 | 0 | 0 | 0 | 0 | 0 | 0 | 0 | 0 | 0 | 0 | 0 | 0 | 0
PHEV_BATT | 0.95 | 0 | 0 | 0 | 0 | 0 | 0 | 0 | 0 | 0 | 0 | 0 | 0 | 0 | 0 | 0 | 0 | 0 | 0 | 0 | 0 | 0 | 0 | 0 | 0 | 0 | 0 | 0 | 0 | 0 | 0 | 0
TS_DEC_DIRECT_ELEC | 0 | 0 | 0 | 0 | 0 | 0 | 0 | 0 | 0 | 0 | 0 | 0 | 0 | 0 | 1 | 0 | 0 | 0 | 0 | 0 | 0 | 0 | 0 | 0 | 0 | 0 | 0 | 0 | 0 | 0 | 0 | 0
TS_DEC_HP_ELEC | 0 | 0 | 0 | 0 | 0 | 0 | 0 | 0 | 0 | 0 | 0 | 0 | 0 | 0 | 1 | 0 | 0 | 0 | 0 | 0 | 0 | 0 | 0 | 0 | 0 | 0 | 0 | 0 | 0 | 0 | 0 | 0
TS_DEC_THHP_GAS | 0 | 0 | 0 | 0 | 0 | 0 | 0 | 0 | 0 | 0 | 0 | 0 | 0 | 0 | 1 | 0 | 0 | 0 | 0 | 0 | 0 | 0 | 0 | 0 | 0 | 0 | 0 | 0 | 0 | 0 | 0 | 0
TS_DEC_COGEN_GAS | 0 | 0 | 0 | 0 | 0 | 0 | 0 | 0 | 0 | 0 | 0 | 0 | 0 | 0 | 1 | 0 | 0 | 0 | 0 | 0 | 0 | 0 | 0 | 0 | 0 | 0 | 0 | 0 | 0 | 0 | 0 | 0
TS_DEC_COGEN_OIL | 0 | 0 | 0 | 0 | 0 | 0 | 0 | 0 | 0 | 0 | 0 | 0 | 0 | 0 | 1 | 0 | 0 | 0 | 0 | 0 | 0 | 0 | 0 | 0 | 0 | 0 | 0 | 0 | 0 | 0 | 0 | 0
TS_DEC_ADVCOGEN_GAS | 0 | 0 | 0 | 0 | 0 | 0 | 0 | 0 | 0 | 0 | 0 | 0 | 0 | 0 | 1 | 0 | 0 | 0 | 0 | 0 | 0 | 0 | 0 | 0 | 0 | 0 | 0 | 0 | 0 | 0 | 0 | 0
TS_DEC_ADVCOGEN_H2 | 0 | 0 | 0 | 0 | 0 | 0 | 0 | 0 | 0 | 0 | 0 | 0 | 0 | 0 | 1 | 0 | 0 | 0 | 0 | 0 | 0 | 0 | 0 | 0 | 0 | 0 | 0 | 0 | 0 | 0 | 0 | 0
TS_DEC_BOILER_GAS | 0 | 0 | 0 | 0 | 0 | 0 | 0 | 0 | 0 | 0 | 0 | 0 | 0 | 0 | 1 | 0 | 0 | 0 | 0 | 0 | 0 | 0 | 0 | 0 | 0 | 0 | 0 | 0 | 0 | 0 | 0 | 0
TS_DEC_BOILER_WOOD | 0 | 0 | 0 | 0 | 0 | 0 | 0 | 0 | 0 | 0 | 0 | 0 | 0 | 0 | 1 | 0 | 0 | 0 | 0 | 0 | 0 | 0 | 0 | 0 | 0 | 0 | 0 | 0 | 0 | 0 | 0 | 0
TS_DEC_BOILER_OIL | 0 | 0 | 0 | 0 | 0 | 0 | 0 | 0 | 0 | 0 | 0 | 0 | 0 | 0 | 1 | 0 | 0 | 0 | 0 | 0 | 0 | 0 | 0 | 0 | 0 | 0 | 0 | 0 | 0 | 0 | 0 | 0
TS_DHN_DAILY | 0 | 0 | 0 | 0 | 0 | 0 | 0 | 0 | 0 | 0 | 0 | 0 | 0 | 1 | 0 | 0 | 0 | 0 | 0 | 0 | 0 | 0 | 0 | 0 | 0 | 0 | 0 | 0 | 0 | 0 | 0 | 0
TS_DHN_SEASONAL | 0 | 0 | 0 | 0 | 0 | 0 | 0 | 0 | 0 | 0 | 0 | 0 | 0 | 1 | 0 | 0 | 0 | 0 | 0 | 0 | 0 | 0 | 0 | 0 | 0 | 0 | 0 | 0 | 0 | 0 | 0 | 0
TS_HIGH_TEMP | 0 | 0 | 0 | 0 | 0 | 0 | 0 | 0 | 0 | 0 | 0 | 0 | 1 | 0 | 0 | 0 | 0 | 0 | 0 | 0 | 0 | 0 | 0 | 0 | 0 | 0 | 0 | 0 | 0 | 0 | 0 | 0
SEASONAL_NG | 0 | 0 | 0 | 0 | 0.995 | 0 | 0 | 0 | 0 | 0 | 0 | 0 | 0 | 0 | 0 | 0 | 0 | 0 | 0 | 0 | 0 | 0 | 0 | 0 | 0 | 0 | 0 | 0 | 0 | 0 | 0 | 0
SEASONAL_H2 | 0 | 0 | 0 | 0 | 0 | 0 | 0 | 0 | 0 | 0 | 0.98 | 0 | 0 | 0 | 0 | 0 | 0 | 0 | 0 | 0 | 0 | 0 | 0 | 0 | 0 | 0 | 0 | 0 | 0 | 0 | 0 | 0
CO2_STORAGE | 0 | 0 | 0 | 0 | 0 | 0 | 0 | 0 | 0 | 0 | 0 | 0 | 0 | 0 | 0 | 0 | 0 | 0 | 0 | 0 | 0 | 0 | 0 | 0 | 0 | 0 | 0 | 0 | 0 | 1 | 0 | 0
SLF_STO | 0 | 0 | 0 | 0 | 0 | 0 | 0 | 0 | 0 | 0 | 0 | 1 | 0 | 0 | 0 | 0 | 0 | 0 | 0 | 0 | 0 | 0 | 0 | 0 | 0 | 0 | 0 | 0 | 0 | 0 | 0 | 0
PT_STORAGE | 0 | 0 | 0 | 0 | 0 | 0 | 0 | 0 | 0 | 0 | 0 | 0 | 0 | 0 | 0 | 0 | 0 | 0 | 0 | 0 | 0 | 0 | 0 | 0 | 0 | 0 | 0 | 0 | 0 | 0 | 1 | 0
ST_STORAGE | 0 | 0 | 0 | 0 | 0 | 0 | 0 | 0 | 0 | 0 | 0 | 0 | 0 | 0 | 0 | 0 | 0 | 0 | 0 | 0 | 0 | 0 | 0 | 0 | 0 | 0 | 0 | 0 | 0 | 0 | 0 | 1
TS_COLD | 0 | 0 | 0 | 0 | 0 | 0 | 0 | 0 | 0 | 0 | 0 | 0 | 0 | 0 | 0 | 1 | 0 | 0 | 0 | 0 | 0 | 0 | 0 | 0 | 0 | 0 | 0 | 0 | 0 | 0 | 0 | 0
CAES | 0.825 | 0 | 0 | 0 | 0 | 0 | 0 | 0 | 0 | 0 | 0 | 0 | 0 | 0 | 0 | 0 | 0 | 0 | 0 | 0 | 0 | 0 | 0 | 0 | 0 | 0 | 0 | 0 | 0 | 0 | 0 | 0
param : | storage_charge_time | storage_discharge_time | storage_availability | storage_losses | :=
DAM_STORAGE | 1 | 1 | 1 | 0
PHS | 26.3421 | 26.3421 | 1 | 0
BATT_LI | 4 | 4 | 1 | 0.0002 |  |  | % In this propose version, we assume a very high share of connected vehicles (cfr paper). To be more realistic, we advise 20% of storage_availability_share
CAES | 6.84 | 4.1 | 1 | 0.0208 |  |  | % In this propose version, we assume a very high share of connected vehicles (cfr paper). To be more realistic, we advise 20% of storage_availability_share
BEV_BATT | 10 | 4 | 0.2 | 0.0002
PHEV_BATT | 10 | 4 | 0.2 | 0.0002
TS_DEC_DIRECT_ELEC | 4 | 4 | 1 | 0.00824
TS_DEC_HP_ELEC | 4 | 4 | 1 | 0.00824
TS_DEC_THHP_GAS | 4 | 4 | 1 | 0.00824
TS_DEC_COGEN_GAS | 4 | 4 | 1 | 0.00824
TS_DEC_COGEN_OIL | 4 | 4 | 1 | 0.00824
TS_DEC_ADVCOGEN_GAS | 4 | 4 | 1 | 0.00824
TS_DEC_ADVCOGEN_H2 | 4 | 4 | 1 | 0.00824
TS_DEC_BOILER_GAS | 4 | 4 | 1 | 0.00824
TS_DEC_BOILER_WOOD | 4 | 4 | 1 | 0.00824 |  |  | 2 is arbitrary choosen
TS_DEC_BOILER_OIL | 4 | 4 | 1 | 0.00824 |  |  | 168 is arbitrary choosen (in the data, they say that the storage is suitable for weekly to seasonal storage).
TS_DHN_DAILY | 60.3 | 60.3 | 1 | 0.00833
TS_DHN_SEASONAL | 150 | 150 | 1 | 6.06e-05
SEASONAL_NG | 2256 | 752 | 1 | 0
SEASONAL_H2 | 4 | 4 | 1 | 0
CO2_STORAGE | 1 | 1 | 1 | 0
SLF_STO | 1 | 1 | 1 | 0
PT_STORAGE | 1.33 | 1.33 | 1 | 0.000355
ST_STORAGE | 1.33 | 1.33 | 1 | 0.000355
TS_COLD | 4 | 4 | 1 | 0.00824
TS_HIGH_TEMP | 1.33 | 1.33 | 1 | 0.000355
;
Sources
PHES | 203 | hours of charge | Based on Swiss energy capacity and power installed
BATT_LI | 4 | hours of charge | Zakeri 2015 (Electrical energy storage systems: A comparative life cycle cost analysis) Table B1
BEV_BATT | 10 | hours of charge | Arbitrary, based on Stationnary BATT_LI
PHEV_BATT | 10 | hours of charge | Arbitrary, based on Stationnary BATT_LI
Others | No constrained | (even for DHN because not compatible)
PHES | 203 | hours of discharge | Based on Swiss energy capacity and power installed
BATT_LI | 4 | hours of discharge | Zakeri 2015 (Electrical energy storage systems: A comparative life cycle cost analysis) Table B1
BEV_BATT | 4 | hours of discharge | Arbitrary, based on Stationnary BATT_LI
PHEV_BATT | 4 | hours of discharge | Arbitrary, based on Stationnary BATT_LI
Others | No constrained | (even for DHN because not compatible)
BEV vehicle | 20% | <=> only this share is available for charge/discharge at a time | Arbitrary
Others | 100% | <=> no constrained on the availability
BATT_LI |  | Limpens 2018, table 1 + Zakeri 2015 (Electrical energy storage systems: A comparative life cycle cost analysis) Table B1
BEV_BATT |  | Arbitrary based on BATT_Li
PHEV_BATT |  | Arbitrary based on BATT_Li
TS_DEC_HP_ELEC |  | Adapted from PhD thesis (R. JAKOB) : "Urban Energy System Design from the Heat Perspective using mathematical Programming including thermal Storage". Post treatment done in excel sheet : "TS data.docx"
TS_DEC_DIRECT_ELEC
TS_DEC_THHP_GAS
TS_DEC_COGEN_GAS
TS_DEC_COGEN_OIL
TS_DEC_ADVCOGEN_GAS
TS_DEC_ADVCOGEN_H2
TS_DEC_BOILER_GAS
TS_DEC_BOILER_WOOD
TS_DEC_BOILER_OIL
TS_DHN_DAILY
TS_DHN_SEASONAL