## README
EnergyScope TD data management file
Refer to paper "EnergyScope TD: an open source model for national energy systems" Limpens2019
Belgium Data by Jean-Louis Tychon and Jeroen Dommisse Master Thesis
Tabs structure :
1. Time series
1.1 End use demand and weather related (%_elec, %_sh…)
1.2 Technology related related to maintenance or weather (c_p_t)
2. Scenario
2.1 Resources (avail, gwp_op & c_op)
2.2 User defined (%_pub_min, fmin_%,re_share…)
2.3 Yearly energy end use demand
3. Technologies
3.1 layers_in_out (f)
3.2 Technologies caracteristiques (c_inv, lifetime …)
3.2 Storage (efficiency_in, charge time,…)
Color code :
User Input
Automatically computed
Default value

## 1.1 Time Series
|  | End Use Demands |  |  |  |  | Weather
{PERIODS} | period_duration [h] | Electricity (%_elec) | Space Heating (%_sh) | Space Cooling | Passanger mobility (%_pass) | Freight mobility (%_freight) | PV | Wind_onshore | Wind_offshore | Hydro_dam | Hydro_river | Tidal | Solar
1 | 1 | 9.1534e-05 | 0.00028002 | 0 | 5.8742e-06 | 0.00011416 | 0 | 0.14171 | 0.5116 | 0.0001 | 0.125 | 0.039802 | 0
2 | 1 | 7.5012e-05 | 0.00028449 | 0 | 2.3497e-06 | 0.00011416 | 0 | 0.16413 | 0.5036 | 0.0001 | 0.13333 | 0.17527 | 0
3 | 1 | 5.9968e-05 | 0.00028866 | 0 | 1.1748e-06 | 0.00011416 | 0 | 0.17294 | 0.5238 | 0.0001 | 0.13333 | 0.22268 | 0
4 | 1 | 4.6594e-05 | 0.00029308 | 0 | 1.4098e-05 | 0.00011416 | 0 | 0.18975 | 0.5404 | 0.0001 | 0.13333 | 0.14009 | 0
5 | 1 | 3.7616e-05 | 0.0002976 | 0 | 3.7595e-05 | 0.00011416 | 0 | 0.26101 | 0.5181 | 0.0001 | 0.13333 | 0.041147 | 0
6 | 1 | 3.4213e-05 | 0.00030157 | 0 | 9.3987e-05 | 0.00011416 | 0 | 0.2546 | 0.5215 | 0.0001 | 0.13333 | 0.0013575 | 0
7 | 1 | 3.1688e-05 | 0.00030452 | 0 | 0.0001821 | 0.00011416 | 0 | 0.21697 | 0.5659 | 0.0001 | 0.14167 | 0.0053101 | 0
8 | 1 | 2.0329e-05 | 0.00030664 | 0 | 0.0001586 | 0.00011416 | 0 | 0.25941 | 0.5989 | 0.0001 | 0.14167 | 0.068734 | 0
9 | 1 | 2.3665e-05 | 0.0002969 | 0 | 0.00014685 | 0.00011416 | 0 | 0.36829 | 0.6152 | 0.0001 | 0.14167 | 0.098975 | 0
10 | 1 | 3.2223e-05 | 0.00027596 | 0 | 0.00016448 | 0.00011416 | 0.059481 | 0.40192 | 0.6092 | 0.0001 | 0.14167 | 0.064153 | 0.059481
11 | 1 | 4.7077e-05 | 0.0002561 | 0 | 0.00018797 | 0.00011416 | 0.54891 | 0.38351 | 0.608 | 0.0001 | 0.14167 | 0.022253 | 0.54891
12 | 1 | 5.7334e-05 | 0.00023903 | 0 | 0.00020677 | 0.00011416 | 0.70813 | 0.34668 | 0.6269 | 0.0001 | 0.14167 | 0.0013373 | 0.70813
13 | 1 | 6.5664e-05 | 0.00022898 | 0 | 0.00018797 | 0.00011416 | 0.6154 | 0.33227 | 0.6867 | 0.0001 | 0.14167 | 0.046976 | 0.6154
14 | 1 | 6.5722e-05 | 0.00022737 | 0 | 0.00019032 | 0.00011416 | 0.39604 | 0.39311 | 0.7313 | 0.0001 | 0.14167 | 0.20336 | 0.39604
15 | 1 | 5.9299e-05 | 0.00023552 | 0 | 0.00021382 | 0.00011416 | 0.17086 | 0.41153 | 0.7573 | 0.0001 | 0.14167 | 0.25925 | 0.17086
16 | 1 | 5.6543e-05 | 0.00025076 | 0 | 0.00022322 | 0.00011416 | 0 | 0.40753 | 0.7869 | 0.0001 | 0.14167 | 0.1622 | 0
17 | 1 | 5.8929e-05 | 0.0002594 | 0 | 0.00022322 | 0.00011416 | 0 | 0.45717 | 0.8207 | 0.0001 | 0.14167 | 0.047516 | 0
18 | 1 | 8.1912e-05 | 0.00026294 | 0 | 0.00016448 | 0.00011416 | 0 | 0.55805 | 0.8534 | 0.0001 | 0.14167 | 0.0014402 | 0
19 | 1 | 9.0775e-05 | 0.00026439 | 0 | 0.00011748 | 0.00011416 | 0 | 0.64131 | 0.8771 | 0.0001 | 0.14167 | 0.0070149 | 0
20 | 1 | 8.8254e-05 | 0.00026648 | 0 | 8.8113e-05 | 0.00011416 | 0 | 0.69736 | 0.8967 | 0.0001 | 0.14167 | 0.082421 | 0
21 | 1 | 7.7723e-05 | 0.00026973 | 0 | 5.8742e-05 | 0.00011416 | 0 | 0.70376 | 0.9094 | 0.0001 | 0.14167 | 0.11489 | 0
22 | 1 | 7.2005e-05 | 0.00027149 | 0 | 3.7595e-05 | 0.00011416 | 0 | 0.74219 | 0.9222 | 0.0001 | 0.14167 | 0.072661 | 0
23 | 1 | 8.9292e-05 | 0.0002707 | 0 | 2.3497e-05 | 0.00011416 | 0 | 0.76701 | 0.9329 | 0.0001 | 0.13333 | 0.02419 | 0
24 | 1 | 9.5589e-05 | 0.0002684 | 0 | 9.3987e-06 | 0.00011416 | 0 | 0.77822 | 0.9405 | 0.0001 | 0.13333 | 0.0013373 | 0
25 | 1 | 7.5377e-05 | 0.00026437 | 0 | 5.8742e-06 | 0.00011416 | 0 | 0.77502 | 0.9455 | 0.0001 | 0.13333 | 0.052888 | 0
26 | 1 | 5.853e-05 | 0.00025823 | 0 | 2.3497e-06 | 0.00011416 | 0 | 0.78943 | 0.9499 | 0.0001 | 0.13333 | 0.22628 | 0
27 | 1 | 4.3899e-05 | 0.000251 | 0 | 1.1748e-06 | 0.00011416 | 0 | 0.79824 | 0.95 | 0.0001 | 0.13333 | 0.28916 | 0
28 | 1 | 3.5913e-05 | 0.00024282 | 0 | 1.4098e-05 | 0.00011416 | 0 | 0.79343 | 0.9452 | 0.0001 | 0.13333 | 0.18023 | 0
29 | 1 | 3.5644e-05 | 0.00023268 | 0 | 3.7595e-05 | 0.00011416 | 0 | 0.77502 | 0.9151 | 0.0001 | 0.13333 | 0.052702 | 0
30 | 1 | 4.5665e-05 | 0.00022257 | 0 | 9.3987e-05 | 0.00011416 | 0 | 0.74059 | 0.8664 | 0.0001 | 0.125 | 0.0015043 | 0
31 | 1 | 6.4677e-05 | 0.00021102 | 0 | 0.0001821 | 0.00011416 | 0 | 0.71257 | 0.8364 | 0.0001 | 0.125 | 0.0085089 | 0
32 | 1 | 7.4888e-05 | 0.00019582 | 0 | 0.0001586 | 0.00011416 | 0 | 0.67814 | 0.7961 | 0.0001 | 0.13333 | 0.0938 | 0
33 | 1 | 9.6002e-05 | 0.0001846 | 0 | 0.00014685 | 0.00011416 | 0 | 0.65973 | 0.7012 | 0.0001 | 0.14167 | 0.12789 | 0
34 | 1 | 0.00011498 | 0.00017104 | 0 | 0.00016448 | 0.00011416 | 0.0091037 | 0.59408 | 0.6909 | 0.0001 | 0.14167 | 0.079513 | 0.0091037
35 | 1 | 0.00012772 | 0.00016038 | 0 | 0.00018797 | 0.00011416 | 0 | 0.48999 | 0.7376 | 0.0001 | 0.14167 | 0.025714 | 0
36 | 1 | 0.00013646 | 0.00015568 | 0 | 0.00020677 | 0.00011416 | 0.05226 | 0.40913 | 0.7293 | 0.0001 | 0.14167 | 0.0013373 | 0.05226
37 | 1 | 0.00013627 | 0.00015413 | 0 | 0.00018797 | 0.00011416 | 0.038699 | 0.3795 | 0.741 | 0.0001 | 0.13333 | 0.059277 | 0.038699
38 | 1 | 0.00012993 | 0.00015713 | 0 | 0.00019032 | 0.00011416 | 0.30823 | 0.42274 | 0.7496 | 0.0001 | 0.13333 | 0.25088 | 0.30823
39 | 1 | 0.00011747 | 0.00017315 | 0 | 0.00021382 | 0.00011416 | 0.34687 | 0.38751 | 0.7354 | 0.0001 | 0.13333 | 0.32128 | 0.34687
40 | 1 | 0.00010972 | 0.00020603 | 0 | 0.00022322 | 0.00011416 | 0 | 0.36509 | 0.7839 | 0.0001 | 0.14167 | 0.19955 | 0
41 | 1 | 0.00011391 | 0.00022072 | 0 | 0.00022322 | 0.00011416 | 0 | 0.36669 | 0.7878 | 0.0001 | 0.125 | 0.058253 | 0
42 | 1 | 0.00014187 | 0.0002332 | 0 | 0.00016448 | 0.00011416 | 0 | 0.36509 | 0.6988 | 0.0001 | 0.13333 | 0.0015704 | 0
43 | 1 | 0.00014845 | 0.00024299 | 0 | 0.00011748 | 0.00011416 | 0 | 0.3755 | 0.5887 | 0.0001 | 0.13333 | 0.010201 | 0
44 | 1 | 0.00013453 | 0.00024627 | 0 | 8.8113e-05 | 0.00011416 | 0 | 0.3691 | 0.5116 | 0.0001 | 0.13333 | 0.10618 | 0
45 | 1 | 0.00011568 | 0.0002407 | 0 | 5.8742e-05 | 0.00011416 | 0 | 0.34187 | 0.4647 | 0.0001 | 0.13333 | 0.14184 | 0
46 | 1 | 9.6823e-05 | 0.00024016 | 0 | 3.7595e-05 | 0.00011416 | 0 | 0.32586 | 0.4107 | 0.0001 | 0.13333 | 0.086783 | 0
47 | 1 | 0.00010761 | 0.0002598 | 0 | 2.3497e-05 | 0.00011416 | 0 | 0.27222 | 0.3842 | 0.0001 | 0.13333 | 0.0273 | 0
48 | 1 | 0.0001088 | 0.0002721 | 0 | 9.3987e-06 | 0.00011416 | 0 | 0.22338 | 0.3593 | 0.0001 | 0.13333 | 0.0013373 | 0
49 | 1 | 8.9631e-05 | 0.00026379 | 0 | 5.8742e-06 | 0.00011416 | 0 | 0.21057 | 0.3216 | 0.0001 | 0.125 | 0.06616 | 0
50 | 1 | 6.9894e-05 | 0.00025257 | 0 | 2.3497e-06 | 0.00011416 | 0 | 0.15292 | 0.3325 | 0.0001 | 0.125 | 0.27718 | 0
51 | 1 | 5.5575e-05 | 0.00025296 | 0 | 1.1748e-06 | 0.00011416 | 0 | 0.16173 | 0.3432 | 0.0001 | 0.125 | 0.3557 | 0
52 | 1 | 4.2399e-05 | 0.00025669 | 0 | 1.4098e-05 | 0.00011416 | 0 | 0.20977 | 0.343 | 0.0001 | 0.125 | 0.2202 | 0
53 | 1 | 4.1404e-05 | 0.00026013 | 0 | 3.7595e-05 | 0.00011416 | 0 | 0.29143 | 0.3136 | 0.0001 | 0.125 | 0.06418 | 0
54 | 1 | 4.4019e-05 | 0.00026337 | 0 | 9.3987e-05 | 0.00011416 | 0 | 0.3771 | 0.2585 | 0.0001 | 0.125 | 0.0016383 | 0
55 | 1 | 5.4862e-05 | 0.00026409 | 0 | 0.0001821 | 0.00011416 | 0 | 0.39472 | 0.2176 | 0.0001 | 0.125 | 0.012104 | 0
56 | 1 | 5.7964e-05 | 0.00026481 | 0 | 0.0001586 | 0.00011416 | 0 | 0.29544 | 0.2185 | 0.0001 | 0.125 | 0.11961 | 0
57 | 1 | 7.9371e-05 | 0.00026608 | 0 | 0.00014685 | 0.00011416 | 0 | 0.29544 | 0.2888 | 0.0001 | 0.13333 | 0.15676 | 0
58 | 1 | 9.792e-05 | 0.00026596 | 0 | 0.00016448 | 0.00011416 | 0 | 0.23859 | 0.3114 | 0.0001 | 0.13333 | 0.094484 | 0
59 | 1 | 0.00011953 | 0.0002635 | 0 | 0.00018797 | 0.00011416 | 0 | 0.18335 | 0.3006 | 0.0001 | 0.14167 | 0.02895 | 0
60 | 1 | 0.00013364 | 0.0002562 | 0 | 0.00020677 | 0.00011416 | 0 | 0.097678 | 0.297 | 0.0001 | 0.14167 | 0.0013373 | 0
61 | 1 | 0.0001365 | 0.00025091 | 0 | 0.00018797 | 0.00011416 | 0 | 0.096077 | 0.2205 | 0.0001 | 0.14167 | 0.071033 | 0
62 | 1 | 0.00013219 | 0.00024967 | 0 | 0.00019032 | 0.00011416 | 0.013617 | 0.11849 | 0.1016 | 0.0001 | 0.14167 | 0.29571 | 0.013617
63 | 1 | 0.00012573 | 0.00024681 | 0 | 0.00021382 | 0.00011416 | 0 | 0.11209 | 0.0344 | 0.0001 | 0.13333 | 0.37996 | 0
64 | 1 | 0.00012674 | 0.00024413 | 0 | 0.00022322 | 0.00011416 | 0 | 0.18094 | 0.0275 | 0.0001 | 0.14167 | 0.23473 | 0
65 | 1 | 0.00013541 | 0.00024388 | 0 | 0.00022322 | 0.00011416 | 0 | 0.31545 | 0.1042 | 0.0001 | 0.13333 | 0.068347 | 0
66 | 1 | 0.0001506 | 0.00025032 | 0 | 0.00016448 | 0.00011416 | 0 | 0.28903 | 0.1705 | 0.0001 | 0.13333 | 0.0016847 | 0
67 | 1 | 0.00014889 | 0.00025994 | 0 | 0.00011748 | 0.00011416 | 0 | 0.16253 | 0.1669 | 0.0001 | 0.13333 | 0.013496 | 0
68 | 1 | 0.0001316 | 0.00027994 | 0 | 8.8113e-05 | 0.00011416 | 0 | 0.20576 | 0.2594 | 0.0001 | 0.13333 | 0.12916 | 0
69 | 1 | 0.00011618 | 0.00028524 | 0 | 5.8742e-05 | 0.00011416 | 0 | 0.15612 | 0.3671 | 0.0001 | 0.13333 | 0.16727 | 0
70 | 1 | 0.00010066 | 0.00027672 | 0 | 3.7595e-05 | 0.00011416 | 0 | 0.068855 | 0.3805 | 0.0001 | 0.125 | 0.099862 | 0
71 | 1 | 0.00010911 | 0.0002657 | 0 | 2.3497e-05 | 0.00011416 | 0 | 0.076861 | 0.3732 | 0.0001 | 0.125 | 0.030087 | 0
72 | 1 | 0.00011027 | 0.00025585 | 0 | 9.3987e-06 | 0.00011416 | 0 | 0.080865 | 0.3746 | 0.0001 | 0.125 | 0.0013373 | 0
73 | 1 | 9.3583e-05 | 0.00025041 | 0 | 5.8742e-06 | 0.00011416 | 0 | 0.1209 | 0.3638 | 0.0001 | 0.125 | 0.07614 | 0
74 | 1 | 7.5941e-05 | 0.00024838 | 0 | 2.3497e-06 | 0.00011416 | 0 | 0.14892 | 0.2874 | 0.0001 | 0.11667 | 0.31504 | 0
75 | 1 | 5.9238e-05 | 0.00025519 | 0 | 1.1748e-06 | 0.00011416 | 0 | 0.13611 | 0.2195 | 0.0001 | 0.10833 | 0.40529 | 0
76 | 1 | 4.7702e-05 | 0.00026435 | 0 | 1.4098e-05 | 0.00011416 | 0 | 0.14011 | 0.2086 | 0.0001 | 0.1 | 0.24989 | 0
77 | 1 | 4.166e-05 | 0.00027346 | 0 | 3.7595e-05 | 0.00011416 | 0 | 0.14892 | 0.2286 | 0.0001 | 0.083333 | 0.07269 | 0
78 | 1 | 3.7527e-05 | 0.00027838 | 0 | 9.3987e-05 | 0.00011416 | 0 | 0.15452 | 0.219 | 0.0001 | 0.075 | 0.0017319 | 0
79 | 1 | 4.1672e-05 | 0.0002828 | 0 | 0.0001821 | 0.00011416 | 0 | 0.11289 | 0.1929 | 0.0001 | 0.083333 | 0.014991 | 0
80 | 1 | 4.6241e-05 | 0.00028585 | 0 | 0.0001586 | 0.00011416 | 0 | 0.08727 | 0.1599 | 0.0001 | 0.083333 | 0.1392 | 0
81 | 1 | 5.8964e-05 | 0.00026945 | 0 | 0.00014685 | 0.00011416 | 0 | 0.099279 | 0.1232 | 0.0001 | 0.091667 | 0.17824 | 0
82 | 1 | 8.2824e-05 | 0.00023467 | 0 | 0.00016448 | 0.00011416 | 0.12608 | 0.10568 | 0.1035 | 0.0001 | 0.091667 | 0.10544 | 0.12608
83 | 1 | 9.9515e-05 | 0.0002164 | 0 | 0.00018797 | 0.00011416 | 0.074379 | 0.090472 | 0.093 | 0.0001 | 0.083333 | 0.031253 | 0.074379
84 | 1 | 0.00011754 | 0.00020395 | 0 | 0.00020677 | 0.00011416 | 0.17162 | 0.07526 | 0.0869 | 0.0001 | 0.083333 | 0.0013373 | 0.17162
85 | 1 | 0.00012518 | 0.0001969 | 0 | 0.00018797 | 0.00011416 | 0.39299 | 0.068855 | 0.0809 | 0.0001 | 0.091667 | 0.078782 | 0.39299
86 | 1 | 0.00011664 | 0.00019903 | 0 | 0.00019032 | 0.00011416 | 0.5414 | 0.053643 | 0.0756 | 0.0001 | 0.066667 | 0.32501 | 0.5414
87 | 1 | 0.00010493 | 0.00021865 | 0 | 0.00021382 | 0.00011416 | 0.31989 | 0.048839 | 0.0756 | 0.0001 | 0.066667 | 0.41838 | 0.31989
88 | 1 | 9.3832e-05 | 0.0002651 | 0 | 0.00022322 | 0.00011416 | 0 | 0.05044 | 0.078 | 0.0001 | 0.11667 | 0.25771 | 0
89 | 1 | 8.9065e-05 | 0.00028709 | 0 | 0.00022322 | 0.00011416 | 0 | 0.052042 | 0.0804 | 0.0001 | 0.125 | 0.074929 | 0
90 | 1 | 0.00012123 | 0.00029669 | 0 | 0.00016448 | 0.00011416 | 0 | 0.085669 | 0.0981 | 0.0001 | 0.125 | 0.0017558 | 0
91 | 1 | 0.00013759 | 0.00030508 | 0 | 0.00011748 | 0.00011416 | 0 | 0.090472 | 0.1259 | 0.0001 | 0.125 | 0.015778 | 0
92 | 1 | 0.00013586 | 0.00031171 | 0 | 8.8113e-05 | 0.00011416 | 0 | 0.064051 | 0.1473 | 0.0001 | 0.11667 | 0.14442 | 0
93 | 1 | 0.00012131 | 0.00031585 | 0 | 5.8742e-05 | 0.00011416 | 0 | 0.081665 | 0.1624 | 0.0001 | 0.11667 | 0.1839 | 0
94 | 1 | 0.00010658 | 0.00031487 | 0 | 3.7595e-05 | 0.00011416 | 0 | 0.10729 | 0.1634 | 0.0001 | 0.11667 | 0.10831 | 0
95 | 1 | 0.00011156 | 0.00030772 | 0 | 2.3497e-05 | 0.00011416 | 0 | 0.11609 | 0.1594 | 0.0001 | 0.11667 | 0.031847 | 0
96 | 1 | 0.0001129 | 0.00030381 | 0 | 9.3987e-06 | 0.00011416 | 0 | 0.14732 | 0.1613 | 0.0001 | 0.11667 | 0.0013373 | 0
97 | 1 | 9.0341e-05 | 0.00030217 | 0 | 5.8742e-06 | 0.00011416 | 0 | 0.19376 | 0.1699 | 0.0001 | 0.11667 | 0.078782 | 0
98 | 1 | 7.7214e-05 | 0.00029906 | 0 | 2.3497e-06 | 0.00011416 | 0 | 0.22658 | 0.1798 | 0.0001 | 0.125 | 0.32501 | 0
99 | 1 | 6.2927e-05 | 0.00029658 | 0 | 1.1748e-06 | 0.00011416 | 0 | 0.20096 | 0.1971 | 0.0001 | 0.11667 | 0.41838 | 0
100 | 1 | 5.5393e-05 | 0.00029618 | 0 | 1.4098e-05 | 0.00011416 | 0 | 0.2482 | 0.2125 | 0.0001 | 0.11667 | 0.25771 | 0
101 | 1 | 5.7705e-05 | 0.00029664 | 0 | 3.7595e-05 | 0.00011416 | 0 | 0.2546 | 0.2256 | 0.0001 | 0.11667 | 0.074929 | 0
102 | 1 | 7.2357e-05 | 0.00029793 | 0 | 9.3987e-05 | 0.00011416 | 0 | 0.22498 | 0.2331 | 0.0001 | 0.11667 | 0.0017558 | 0
103 | 1 | 0.00011728 | 0.00030032 | 0 | 0.0001821 | 0.00011416 | 0 | 0.16974 | 0.225 | 0.0001 | 0.11667 | 0.015778 | 0
104 | 1 | 0.00016005 | 0.00030316 | 0 | 0.0001586 | 0.00011416 | 0 | 0.18895 | 0.2198 | 0.0001 | 0.11667 | 0.14442 | 0
105 | 1 | 0.00017742 | 0.00029931 | 0 | 0.00014685 | 0.00011416 | 0.03315 | 0.19135 | 0.224 | 0.0001 | 0.11667 | 0.1839 | 0.03315
106 | 1 | 0.00018548 | 0.00028452 | 0 | 0.00016448 | 0.00011416 | 0.38916 | 0.20737 | 0.2361 | 0.0001 | 0.10833 | 0.10831 | 0.38916
107 | 1 | 0.00018885 | 0.00026566 | 0 | 0.00018797 | 0.00011416 | 0.53213 | 0.23139 | 0.2493 | 0.0001 | 0.10833 | 0.031847 | 0.53213
108 | 1 | 0.00019368 | 0.00024978 | 0 | 0.00020677 | 0.00011416 | 0.6542 | 0.20817 | 0.241 | 0.0001 | 0.11667 | 0.0013373 | 0.6542
109 | 1 | 0.00018646 | 0.00024001 | 0 | 0.00018797 | 0.00011416 | 0.68019 | 0.14251 | 0.229 | 0.0001 | 0.10833 | 0.07614 | 0.68019
110 | 1 | 0.00018571 | 0.00023596 | 0 | 0.00019032 | 0.00011416 | 0.62528 | 0.098479 | 0.2166 | 0.0001 | 0.10833 | 0.31504 | 0.62528
111 | 1 | 0.00018258 | 0.00023962 | 0 | 0.00021382 | 0.00011416 | 0.34864 | 0.078463 | 0.2089 | 0.0001 | 0.11667 | 0.40529 | 0.34864
112 | 1 | 0.00017941 | 0.00025255 | 0 | 0.00022322 | 0.00011416 | 0 | 0.072058 | 0.2087 | 0.0001 | 0.11667 | 0.24989 | 0
113 | 1 | 0.00017959 | 0.00026182 | 0 | 0.00022322 | 0.00011416 | 0 | 0.083267 | 0.2181 | 0.0001 | 0.10833 | 0.07269 | 0
114 | 1 | 0.00020657 | 0.00026843 | 0 | 0.00016448 | 0.00011416 | 0 | 0.086469 | 0.2352 | 0.0001 | 0.10833 | 0.0017319 | 0
115 | 1 | 0.00020925 | 0.00027556 | 0 | 0.00011748 | 0.00011416 | 0 | 0.091273 | 0.253 | 0.0001 | 0.10833 | 0.014991 | 0
116 | 1 | 0.00019186 | 0.00028299 | 0 | 8.8113e-05 | 0.00011416 | 0 | 0.10488 | 0.2657 | 0.0001 | 0.10833 | 0.1392 | 0
117 | 1 | 0.00016874 | 0.00028843 | 0 | 5.8742e-05 | 0.00011416 | 0 | 0.10969 | 0.2612 | 0.0001 | 0.10833 | 0.17824 | 0
118 | 1 | 0.00014398 | 0.0002926 | 0 | 3.7595e-05 | 0.00011416 | 0 | 0.10889 | 0.2468 | 0.0001 | 0.10833 | 0.10544 | 0
119 | 1 | 0.0001511 | 0.0002966 | 0 | 2.3497e-05 | 0.00011416 | 0 | 0.082466 | 0.2259 | 0.0001 | 0.10833 | 0.031253 | 0
120 | 1 | 0.00014862 | 0.00030292 | 0 | 9.3987e-06 | 0.00011416 | 0 | 0.070456 | 0.2104 | 0.0001 | 0.10833 | 0.0013373 | 0
121 | 1 | 0.00012626 | 0.00031238 | 0 | 5.8742e-06 | 0.00011416 | 0 | 0.076861 | 0.2043 | 0.0001 | 0.10833 | 0.073557 | 0
122 | 1 | 0.00011031 | 0.00032032 | 0 | 2.3497e-06 | 0.00011416 | 0 | 0.092074 | 0.2021 | 0.0001 | 0.10833 | 0.30527 | 0
123 | 1 | 9.6268e-05 | 0.00032346 | 0 | 1.1748e-06 | 0.00011416 | 0 | 0.1305 | 0.1959 | 0.0001 | 0.10833 | 0.39249 | 0
124 | 1 | 8.7657e-05 | 0.00032657 | 0 | 1.4098e-05 | 0.00011416 | 0 | 0.16573 | 0.1872 | 0.0001 | 0.10833 | 0.24223 | 0
125 | 1 | 8.8328e-05 | 0.00032807 | 0 | 3.7595e-05 | 0.00011416 | 0 | 0.15693 | 0.1865 | 0.0001 | 0.10833 | 0.070496 | 0
126 | 1 | 0.00010037 | 0.00032924 | 0 | 9.3987e-05 | 0.00011416 | 0 | 0.15132 | 0.2017 | 0.0001 | 0.10833 | 0.0017082 | 0
127 | 1 | 0.00014209 | 0.00032964 | 0 | 0.0001821 | 0.00011416 | 0 | 0.14412 | 0.218 | 0.0001 | 0.10833 | 0.01423 | 0
128 | 1 | 0.0001774 | 0.00032894 | 0 | 0.0001586 | 0.00011416 | 0 | 0.18415 | 0.2302 | 0.0001 | 0.10833 | 0.13412 | 0
129 | 1 | 0.00019407 | 0.00031934 | 0 | 0.00014685 | 0.00011416 | 0.043379 | 0.20496 | 0.2345 | 0.0001 | 0.11667 | 0.17269 | 0.043379
130 | 1 | 0.00019944 | 0.0003029 | 0 | 0.00016448 | 0.00011416 | 0.37748 | 0.2514 | 0.2442 | 0.0001 | 0.11667 | 0.10263 | 0.37748
131 | 1 | 0.00019897 | 0.00028418 | 0 | 0.00018797 | 0.00011416 | 0.48016 | 0.22898 | 0.2504 | 0.0001 | 0.11667 | 0.030666 | 0.48016
132 | 1 | 0.00020206 | 0.00026838 | 0 | 0.00020677 | 0.00011416 | 0.5098 | 0.21457 | 0.2811 | 0.0001 | 0.11667 | 0.0013373 | 0.5098
133 | 1 | 0.00019669 | 0.00025875 | 0 | 0.00018797 | 0.00011416 | 0.44571 | 0.20016 | 0.3406 | 0.0001 | 0.11667 | 0.068568 | 0.44571
134 | 1 | 0.00019617 | 0.0002561 | 0 | 0.00019032 | 0.00011416 | 0.11686 | 0.14331 | 0.4012 | 0.0001 | 0.11667 | 0.28635 | 0.11686
135 | 1 | 0.00019412 | 0.00026238 | 0 | 0.00021382 | 0.00011416 | 0.0039669 | 0.11049 | 0.433 | 0.0001 | 0.11667 | 0.36769 | 0.0039669
136 | 1 | 0.00019165 | 0.00027215 | 0 | 0.00022322 | 0.00011416 | 0 | 0.1225 | 0.4467 | 0.0001 | 0.11667 | 0.22739 | 0
137 | 1 | 0.00019659 | 0.00026833 | 0 | 0.00022322 | 0.00011416 | 0 | 0.17534 | 0.4482 | 0.0001 | 0.11667 | 0.066242 | 0
138 | 1 | 0.00022172 | 0.00025915 | 0 | 0.00016448 | 0.00011416 | 0 | 0.24019 | 0.3968 | 0.0001 | 0.11667 | 0.0016614 | 0
139 | 1 | 0.0002245 | 0.00024894 | 0 | 0.00011748 | 0.00011416 | 0 | 0.26341 | 0.4701 | 0.0001 | 0.11667 | 0.012788 | 0
140 | 1 | 0.00020544 | 0.000238 | 0 | 8.8113e-05 | 0.00011416 | 0 | 0.32426 | 0.5269 | 0.0001 | 0.11667 | 0.12432 | 0
141 | 1 | 0.0001845 | 0.00022859 | 0 | 5.8742e-05 | 0.00011416 | 0 | 0.33947 | 0.549 | 0.0001 | 0.11667 | 0.16196 | 0
142 | 1 | 0.00016107 | 0.0002232 | 0 | 3.7595e-05 | 0.00011416 | 0 | 0.29704 | 0.5117 | 0.0001 | 0.11667 | 0.097148 | 0
143 | 1 | 0.00016665 | 0.00022659 | 0 | 2.3497e-05 | 0.00011416 | 0 | 0.23139 | 0.4082 | 0.0001 | 0.11667 | 0.029515 | 0
144 | 1 | 0.00016231 | 0.00023523 | 0 | 9.3987e-06 | 0.00011416 | 0 | 0.17454 | 0.3014 | 0.0001 | 0.10833 | 0.0013373 | 0
145 | 1 | 0.00013537 | 0.00024608 | 0 | 5.8742e-06 | 0.00011416 | 0 | 0.11769 | 0.237 | 0.0001 | 0.10833 | 0.06381 | 0
146 | 1 | 0.00011427 | 0.0002502 | 0 | 2.3497e-06 | 0.00011416 | 0 | 0.099279 | 0.2044 | 0.0001 | 0.10833 | 0.26822 | 0
147 | 1 | 0.00010179 | 0.00025301 | 0 | 1.1748e-06 | 0.00011416 | 0 | 0.10408 | 0.1664 | 0.0001 | 0.10833 | 0.34396 | 0
148 | 1 | 9.5666e-05 | 0.00025618 | 0 | 1.4098e-05 | 0.00011416 | 0 | 0.11609 | 0.1309 | 0.0001 | 0.10833 | 0.21317 | 0
149 | 1 | 9.4302e-05 | 0.00026201 | 0 | 3.7595e-05 | 0.00011416 | 0 | 0.10488 | 0.1275 | 0.0001 | 0.10833 | 0.062162 | 0
150 | 1 | 0.00010674 | 0.0002661 | 0 | 9.3987e-05 | 0.00011416 | 0 | 0.092874 | 0.1847 | 0.0001 | 0.10833 | 0.0016155 | 0
151 | 1 | 0.00014426 | 0.0002661 | 0 | 0.0001821 | 0.00011416 | 0 | 0.084067 | 0.281 | 0.0001 | 0.10833 | 0.011446 | 0
152 | 1 | 0.00018271 | 0.00026939 | 0 | 0.0001586 | 0.00011416 | 0 | 0.092874 | 0.3659 | 0.0001 | 0.10833 | 0.11501 | 0
153 | 1 | 0.00019683 | 0.00026796 | 0 | 0.00014685 | 0.00011416 | 0.053096 | 0.13691 | 0.4164 | 0.0001 | 0.11667 | 0.15168 | 0.053096
154 | 1 | 0.0001956 | 0.00026166 | 0 | 0.00016448 | 0.00011416 | 0.23352 | 0.20897 | 0.4385 | 0.0001 | 0.11667 | 0.091868 | 0.23352
155 | 1 | 0.00019207 | 0.00025083 | 0 | 0.00018797 | 0.00011416 | 0.034844 | 0.20096 | 0.4255 | 0.0001 | 0.11667 | 0.028393 | 0.034844
156 | 1 | 0.00019801 | 0.00023509 | 0 | 0.00020677 | 0.00011416 | 0.031891 | 0.18415 | 0.4355 | 0.0001 | 0.11667 | 0.0013373 | 0.031891
157 | 1 | 0.00019324 | 0.0002194 | 0 | 0.00018797 | 0.00011416 | 0.14772 | 0.17774 | 0.4703 | 0.0001 | 0.125 | 0.057093 | 0.14772
158 | 1 | 0.00019294 | 0.00021657 | 0 | 0.00019032 | 0.00011416 | 0.25857 | 0.15452 | 0.5173 | 0.0001 | 0.11667 | 0.24249 | 0.25857
159 | 1 | 0.00018962 | 0.00022681 | 0 | 0.00021382 | 0.00011416 | 0.070568 | 0.17694 | 0.5581 | 0.0001 | 0.091667 | 0.31032 | 0.070568
160 | 1 | 0.00018709 | 0.00024479 | 0 | 0.00022322 | 0.00011416 | 0 | 0.22338 | 0.6059 | 0.0001 | 0.091667 | 0.19297 | 0
161 | 1 | 0.00019093 | 0.00025505 | 0 | 0.00022322 | 0.00011416 | 0 | 0.2562 | 0.6835 | 0.0001 | 0.11667 | 0.056361 | 0
162 | 1 | 0.00021699 | 0.00026128 | 0 | 0.00016448 | 0.00011416 | 0 | 0.32106 | 0.7215 | 0.0001 | 0.125 | 0.0015481 | 0
163 | 1 | 0.0002167 | 0.0002662 | 0 | 0.00011748 | 0.00011416 | 0 | 0.3763 | 0.7494 | 0.0001 | 0.125 | 0.0096143 | 0
164 | 1 | 0.00019399 | 0.00026849 | 0 | 8.8113e-05 | 0.00011416 | 0 | 0.43074 | 0.7645 | 0.0001 | 0.125 | 0.10194 | 0
165 | 1 | 0.0001734 | 0.00026835 | 0 | 5.8742e-05 | 0.00011416 | 0 | 0.40592 | 0.772 | 0.0001 | 0.125 | 0.13708 | 0
166 | 1 | 0.00015104 | 0.00026494 | 0 | 3.7595e-05 | 0.00011416 | 0 | 0.45396 | 0.7812 | 0.0001 | 0.125 | 0.084313 | 0
167 | 1 | 0.00015419 | 0.00026053 | 0 | 2.3497e-05 | 0.00011416 | 0 | 0.498 | 0.792 | 0.0001 | 0.125 | 0.026764 | 0
168 | 1 | 0.00015771 | 0.00025674 | 0 | 9.3987e-06 | 0.00011416 | 0 | 0.57166 | 0.8021 | 0.0001 | 0.11667 | 0.0013373 | 0
169 | 1 | 0.00013143 | 0.00025306 | 0 | 5.8742e-06 | 0.00011416 | 0 | 0.60528 | 0.8246 | 0.0001 | 0.11667 | 0.048895 | 0
170 | 1 | 0.00011496 | 0.00024707 | 0 | 2.3497e-06 | 0.00011416 | 0 | 0.60048 | 0.8416 | 0.0001 | 0.11667 | 0.21082 | 0
171 | 1 | 0.00010029 | 0.00023842 | 0 | 1.1748e-06 | 0.00011416 | 0 | 0.63571 | 0.8463 | 0.0001 | 0.11667 | 0.26898 | 0
172 | 1 | 9.154e-05 | 0.00022802 | 0 | 1.4098e-05 | 0.00011416 | 0 | 0.63411 | 0.803 | 0.0001 | 0.11667 | 0.16807 | 0
173 | 1 | 9.3602e-05 | 0.00021908 | 0 | 3.7595e-05 | 0.00011416 | 0 | 0.60288 | 0.7842 | 0.0001 | 0.11667 | 0.049205 | 0
174 | 1 | 0.00010945 | 0.00021137 | 0 | 9.3987e-05 | 0.00011416 | 0 | 0.57806 | 0.762 | 0.0001 | 0.11667 | 0.0014614 | 0
175 | 1 | 0.00014815 | 0.00020353 | 0 | 0.0001821 | 0.00011416 | 0 | 0.59648 | 0.7936 | 0.0001 | 0.11667 | 0.0074916 | 0
176 | 1 | 0.00018556 | 0.00020038 | 0 | 0.0001586 | 0.00011416 | 0 | 0.60368 | 0.7621 | 0.0001 | 0.11667 | 0.086105 | 0
177 | 1 | 0.00020174 | 0.00019624 | 0 | 0.00014685 | 0.00011416 | 0 | 0.61249 | 0.6142 | 0.0001 | 0.11667 | 0.11912 | 0
178 | 1 | 0.00020713 | 0.00018933 | 0 | 0.00016448 | 0.00011416 | 0 | 0.6301 | 0.5046 | 0.0001 | 0.11667 | 0.0749 | 0
179 | 1 | 0.00021091 | 0.00018025 | 0 | 0.00018797 | 0.00011416 | 0 | 0.67254 | 0.3689 | 0.0001 | 0.125 | 0.024691 | 0
180 | 1 | 0.00021786 | 0.00017191 | 0 | 0.00020677 | 0.00011416 | 0.0031757 | 0.70056 | 0.2307 | 0.0001 | 0.125 | 0.0013373 | 0.0031757
181 | 1 | 0.00020692 | 0.00016411 | 0 | 0.00018797 | 0.00011416 | 0 | 0.69976 | 0.2692 | 0.0001 | 0.125 | 0.041522 | 0
182 | 1 | 0.00021187 | 0.0001569 | 0 | 0.00019032 | 0.00011416 | 0 | 0.71177 | 0.5277 | 0.0001 | 0.10833 | 0.18203 | 0
183 | 1 | 0.00021055 | 0.00015511 | 0 | 0.00021382 | 0.00011416 | 0 | 0.71657 | 0.4007 | 0.0001 | 0.091667 | 0.23148 | 0
184 | 1 | 0.00020738 | 0.0001649 | 0 | 0.00022322 | 0.00011416 | 0 | 0.67974 | 0.4003 | 0.0001 | 0.10833 | 0.14542 | 0
185 | 1 | 0.00020687 | 0.00018399 | 0 | 0.00022322 | 0.00011416 | 0 | 0.57006 | 0.3506 | 0.0001 | 0.10833 | 0.042682 | 0
186 | 1 | 0.00022488 | 0.0001991 | 0 | 0.00016448 | 0.00011416 | 0 | 0.41153 | 0.4146 | 0.0001 | 0.1 | 0.0013779 | 0
187 | 1 | 0.00022232 | 0.0002036 | 0 | 0.00011748 | 0.00011416 | 0 | 0.40913 | 0.5096 | 0.0001 | 0.1 | 0.0057069 | 0
188 | 1 | 0.0001994 | 0.00020296 | 0 | 8.8113e-05 | 0.00011416 | 0 | 0.41233 | 0.569 | 0.0001 | 0.1 | 0.072001 | 0
189 | 1 | 0.00017739 | 0.00020102 | 0 | 5.8742e-05 | 0.00011416 | 0 | 0.44916 | 0.555 | 0.0001 | 0.091667 | 0.10281 | 0
190 | 1 | 0.0001595 | 0.00020092 | 0 | 3.7595e-05 | 0.00011416 | 0 | 0.49159 | 0.477 | 0.0001 | 0.058333 | 0.066214 | 0
191 | 1 | 0.00016612 | 0.00020083 | 0 | 2.3497e-05 | 0.00011416 | 0 | 0.54844 | 0.5009 | 0.0001 | 0.058333 | 0.022727 | 0
192 | 1 | 0.00016077 | 0.0001987 | 0 | 9.3987e-06 | 0.00011416 | 0 | 0.52042 | 0.5821 | 0.0001 | 0.058333 | 0.0013373 | 0
193 | 1 | 0.00013712 | 0.00019554 | 0 | 5.8742e-06 | 0.00011416 | 0 | 0.58447 | 0.7167 | 0.0001 | 0.05 | 0.03493 | 0
194 | 1 | 0.00011758 | 0.00019242 | 0 | 2.3497e-06 | 0.00011416 | 0 | 0.64051 | 0.8571 | 0.0001 | 0.041667 | 0.15599 | 0
195 | 1 | 0.00010505 | 0.00019069 | 0 | 1.1748e-06 | 0.00011416 | 0 | 0.71978 | 0.935 | 0.0001 | 0.033333 | 0.19764 | 0
196 | 1 | 9.8753e-05 | 0.00019156 | 0 | 1.4098e-05 | 0.00011416 | 0 | 0.71097 | 0.9772 | 0.0001 | 0.041667 | 0.1249 | 0
197 | 1 | 9.5148e-05 | 0.00018607 | 0 | 3.7595e-05 | 0.00011416 | 0 | 0.73899 | 0.9795 | 0.0001 | 0.041667 | 0.036762 | 0
198 | 1 | 0.0001134 | 0.0001727 | 0 | 9.3987e-05 | 0.00011416 | 0 | 0.80865 | 0.976 | 0.0001 | 0.041667 | 0.0012976 | 0
199 | 1 | 0.00015134 | 0.00016415 | 0 | 0.0001821 | 0.00011416 | 0 | 0.80384 | 0.9684 | 0.0001 | 0.041667 | 0.0042308 | 0
200 | 1 | 0.00018426 | 0.00015732 | 0 | 0.0001586 | 0.00011416 | 0 | 0.80384 | 0.9425 | 0.0001 | 0.041667 | 0.059529 | 0
201 | 1 | 0.00020665 | 0.00014554 | 0 | 0.00014685 | 0.00011416 | 0 | 0.81986 | 0.9245 | 0.0001 | 0.033333 | 0.088053 | 0
202 | 1 | 0.00021014 | 0.00013071 | 0 | 0.00016448 | 0.00011416 | 0 | 0.80464 | 0.9049 | 0.0001 | 0.025 | 0.058228 | 0
203 | 1 | 0.00021354 | 0.00011363 | 0 | 0.00018797 | 0.00011416 | 0 | 0.78623 | 0.8784 | 0.0001 | 0.058333 | 0.020871 | 0
204 | 1 | 0.00022103 | 9.9716e-05 | 0 | 0.00020677 | 0.00011416 | 0 | 0.76701 | 0.8614 | 0.0001 | 0.066667 | 0.0013373 | 0
205 | 1 | 0.00021109 | 9.1375e-05 | 0 | 0.00018797 | 0.00011416 | 0 | 0.77422 | 0.8621 | 0.0001 | 0.066667 | 0.029075 | 0
206 | 1 | 0.00020745 | 9.0659e-05 | 0 | 0.00019032 | 0.00011416 | 0 | 0.76461 | 0.8653 | 0.0001 | 0.066667 | 0.13256 | 0
207 | 1 | 0.00019885 | 9.3888e-05 | 0 | 0.00021382 | 0.00011416 | 0.011488 | 0.7526 | 0.8636 | 0.0001 | 0.066667 | 0.16727 | 0.011488
208 | 1 | 0.00019397 | 0.00010069 | 0 | 0.00022322 | 0.00011416 | 0 | 0.7558 | 0.8894 | 0.0001 | 0.066667 | 0.1064 | 0
209 | 1 | 0.00019985 | 0.00010565 | 0 | 0.00022322 | 0.00011416 | 0 | 0.77902 | 0.9191 | 0.0001 | 0.066667 | 0.031417 | 0
210 | 1 | 0.0002153 | 0.00010553 | 0 | 0.00016448 | 0.00011416 | 0 | 0.77582 | 0.9669 | 0.0001 | 0.066667 | 0.0012206 | 0
211 | 1 | 0.00021349 | 9.9228e-05 | 0 | 0.00011748 | 0.00011416 | 0 | 0.79504 | 0.9807 | 0.0001 | 0.066667 | 0.0030341 | 0
212 | 1 | 0.00019474 | 8.483e-05 | 0 | 8.8113e-05 | 0.00011416 | 0 | 0.81345 | 0.9808 | 0.0001 | 0.066667 | 0.048587 | 0
213 | 1 | 0.00017062 | 7.3714e-05 | 0 | 5.8742e-05 | 0.00011416 | 0 | 0.81105 | 0.9792 | 0.0001 | 0.066667 | 0.074782 | 0
214 | 1 | 0.00015246 | 6.9002e-05 | 0 | 3.7595e-05 | 0.00011416 | 0 | 0.78863 | 0.9767 | 0.0001 | 0.066667 | 0.050911 | 0
215 | 1 | 0.00016004 | 6.6437e-05 | 0 | 2.3497e-05 | 0.00011416 | 0 | 0.77662 | 0.9724 | 0.0001 | 0.066667 | 0.019119 | 0
216 | 1 | 0.00016 | 6.5686e-05 | 0 | 9.3987e-06 | 0.00011416 | 0 | 0.79504 | 0.9664 | 0.0001 | 0.033333 | 0.0013373 | 0
217 | 1 | 0.0001379 | 6.6838e-05 | 0 | 5.8742e-06 | 0.00011416 | 0 | 0.79023 | 0.9651 | 0.0001 | 0.05 | 0.022727 | 0
218 | 1 | 0.00011371 | 6.8583e-05 | 0 | 2.3497e-06 | 0.00011416 | 0 | 0.79103 | 0.9625 | 0.0001 | 0.058333 | 0.10674 | 0
219 | 1 | 9.4781e-05 | 7.1236e-05 | 0 | 1.1748e-06 | 0.00011416 | 0 | 0.77982 | 0.9565 | 0.0001 | 0.058333 | 0.1339 | 0
220 | 1 | 8.5643e-05 | 7.525e-05 | 0 | 1.4098e-05 | 0.00011416 | 0 | 0.76861 | 0.9591 | 0.0001 | 0.058333 | 0.085976 | 0
221 | 1 | 7.3815e-05 | 7.8653e-05 | 0 | 3.7595e-05 | 0.00011416 | 0 | 0.7494 | 0.9688 | 0.0001 | 0.058333 | 0.025498 | 0
222 | 1 | 7.8002e-05 | 8.1026e-05 | 0 | 9.3987e-05 | 0.00011416 | 0 | 0.75661 | 0.9768 | 0.0001 | 0.058333 | 0.0011286 | 0
223 | 1 | 8.5032e-05 | 8.3469e-05 | 0 | 0.0001821 | 0.00011416 | 0 | 0.76061 | 0.9807 | 0.0001 | 0.066667 | 0.0018864 | 0
224 | 1 | 9.8903e-05 | 8.5738e-05 | 0 | 0.0001586 | 0.00011416 | 0 | 0.751 | 0.9799 | 0.0001 | 0.066667 | 0.036909 | 0
225 | 1 | 0.00012386 | 8.4988e-05 | 0 | 0.00014685 | 0.00011416 | 0.078936 | 0.7518 | 0.9753 | 0.0001 | 0.075 | 0.060161 | 0.078936
226 | 1 | 0.0001428 | 8.0974e-05 | 0 | 0.00016448 | 0.00011416 | 0 | 0.7454 | 0.9719 | 0.0001 | 0.075 | 0.042662 | 0
227 | 1 | 0.00015805 | 7.518e-05 | 0 | 0.00018797 | 0.00011416 | 0 | 0.7454 | 0.9655 | 0.0001 | 0.075 | 0.01707 | 0
228 | 1 | 0.00016397 | 7.0887e-05 | 0 | 0.00020677 | 0.00011416 | 0 | 0.72698 | 0.9807 | 0.0001 | 0.075 | 0.0013373 | 0
229 | 1 | 0.00016654 | 6.7903e-05 | 0 | 0.00018797 | 0.00011416 | 0 | 0.7558 | 0.9643 | 0.0001 | 0.075 | 0.018372 | 0
230 | 1 | 0.00015787 | 7.2091e-05 | 0 | 0.00019032 | 0.00011416 | 0.051837 | 0.76061 | 0.9372 | 0.0001 | 0.075 | 0.088676 | 0.051837
231 | 1 | 0.00014769 | 9.2561e-05 | 0 | 0.00021382 | 0.00011416 | 0 | 0.76061 | 0.9287 | 0.0001 | 0.075 | 0.11065 | 0
232 | 1 | 0.00014448 | 0.0001198 | 0 | 0.00022322 | 0.00011416 | 0 | 0.75981 | 0.919 | 0.0001 | 0.075 | 0.071659 | 0
233 | 1 | 0.00014158 | 0.00014601 | 0 | 0.00022322 | 0.00011416 | 0 | 0.71497 | 0.8741 | 0.0001 | 0.075 | 0.021338 | 0
234 | 1 | 0.00016012 | 0.00016853 | 0 | 0.00016448 | 0.00011416 | 0 | 0.59968 | 0.8224 | 0.0001 | 0.075 | 0.0010584 | 0
235 | 1 | 0.00016494 | 0.0001906 | 0 | 0.00011748 | 0.00011416 | 0 | 0.51081 | 0.7953 | 0.0001 | 0.075 | 0.0012111 | 0
236 | 1 | 0.0001462 | 0.00021055 | 0 | 8.8113e-05 | 0.00011416 | 0 | 0.44195 | 0.782 | 0.0001 | 0.075 | 0.029044 | 0
237 | 1 | 0.00012858 | 0.0002235 | 0 | 5.8742e-05 | 0.00011416 | 0 | 0.38671 | 0.78 | 0.0001 | 0.075 | 0.049941 | 0
238 | 1 | 0.00011245 | 0.00023416 | 0 | 3.7595e-05 | 0.00011416 | 0 | 0.33947 | 0.7831 | 0.0001 | 0.075 | 0.036744 | 0
239 | 1 | 0.00011478 | 0.00024242 | 0 | 2.3497e-05 | 0.00011416 | 0 | 0.28663 | 0.7894 | 0.0001 | 0.075 | 0.01554 | 0
240 | 1 | 0.0001162 | 0.00024756 | 0 | 9.3987e-06 | 0.00011416 | 0 | 0.30184 | 0.8064 | 0.0001 | 0.075 | 0.0013373 | 0
241 | 1 | 9.681e-05 | 0.00025182 | 0 | 5.8742e-06 | 0.00011416 | 0 | 0.32026 | 0.8338 | 0.0001 | 0.066667 | 0.01376 | 0
242 | 1 | 8.2244e-05 | 0.00025587 | 0 | 2.3497e-06 | 0.00011416 | 0 | 0.41793 | 0.8615 | 0.0001 | 0.066667 | 0.069123 | 0
243 | 1 | 6.6427e-05 | 0.00025725 | 0 | 1.1748e-06 | 0.00011416 | 0 | 0.42274 | 0.8927 | 0.0001 | 0.066667 | 0.08559 | 0
244 | 1 | 5.8207e-05 | 0.00025552 | 0 | 1.4098e-05 | 0.00011416 | 0 | 0.48038 | 0.9208 | 0.0001 | 0.066667 | 0.056119 | 0
245 | 1 | 5.728e-05 | 0.00025156 | 0 | 3.7595e-05 | 0.00011416 | 0 | 0.52442 | 0.9402 | 0.0001 | 0.075 | 0.016808 | 0
246 | 1 | 5.5303e-05 | 0.00024601 | 0 | 9.3987e-05 | 0.00011416 | 0 | 0.59247 | 0.9513 | 0.0001 | 0.075 | 0.00097493 | 0
247 | 1 | 5.9388e-05 | 0.00023884 | 0 | 0.0001821 | 0.00011416 | 0 | 0.60528 | 0.9537 | 0.0001 | 0.075 | 0.00062252 | 0
248 | 1 | 6.0405e-05 | 0.00023702 | 0 | 0.0001586 | 0.00011416 | 0 | 0.63971 | 0.95 | 0.0001 | 0.075 | 0.020896 | 0
249 | 1 | 7.6645e-05 | 0.00023119 | 0 | 0.00014685 | 0.00011416 | 0.10559 | 0.66373 | 0.9426 | 0.0001 | 0.075 | 0.038885 | 0.10559
250 | 1 | 9.8712e-05 | 0.0002172 | 0 | 0.00016448 | 0.00011416 | 0.36516 | 0.66133 | 0.9296 | 0.0001 | 0.075 | 0.030151 | 0.36516
251 | 1 | 0.00011502 | 0.00019983 | 0 | 0.00018797 | 0.00011416 | 0.050867 | 0.64532 | 0.9138 | 0.0001 | 0.075 | 0.01376 | 0.050867
252 | 1 | 0.00012874 | 0.00018655 | 0 | 0.00020677 | 0.00011416 | 0.60058 | 0.66453 | 0.8875 | 0.0001 | 0.075 | 0.0013373 | 0.60058
253 | 1 | 0.00013737 | 0.00018043 | 0 | 0.00018797 | 0.00011416 | 0.37066 | 0.68455 | 0.8593 | 0.0001 | 0.075 | 0.010683 | 0.37066
254 | 1 | 0.00012867 | 0.00018139 | 0 | 0.00019032 | 0.00011416 | 0.064261 | 0.70456 | 0.8485 | 0.0001 | 0.075 | 0.055732 | 0.064261
255 | 1 | 0.00011635 | 0.00018853 | 0 | 0.00021382 | 0.00011416 | 0.22437 | 0.68695 | 0.8344 | 0.0001 | 0.075 | 0.068513 | 0.22437
256 | 1 | 0.00010958 | 0.00019655 | 0 | 0.00022322 | 0.00011416 | 0.054611 | 0.63171 | 0.8401 | 0.0001 | 0.075 | 0.045444 | 0.054611
257 | 1 | 0.0001128 | 0.0001994 | 0 | 0.00022322 | 0.00011416 | 0 | 0.57246 | 0.8393 | 0.0001 | 0.075 | 0.013684 | 0
258 | 1 | 0.0001422 | 0.00019901 | 0 | 0.00016448 | 0.00011416 | 0 | 0.57246 | 0.8388 | 0.0001 | 0.075 | 0.00091137 | 0
259 | 1 | 0.00015529 | 0.00019783 | 0 | 0.00011748 | 0.00011416 | 0 | 0.64051 | 0.8663 | 0.0001 | 0.075 | 0.00032027 | 0
260 | 1 | 0.00015092 | 0.00019273 | 0 | 8.8113e-05 | 0.00011416 | 0 | 0.67654 | 0.8964 | 0.0001 | 0.075 | 0.015602 | 0
261 | 1 | 0.00013845 | 0.00018652 | 0 | 5.8742e-05 | 0.00011416 | 0 | 0.68375 | 0.9061 | 0.0001 | 0.075 | 0.031318 | 0
262 | 1 | 0.00012135 | 0.00018231 | 0 | 3.7595e-05 | 0.00011416 | 0 | 0.65412 | 0.9096 | 0.0001 | 0.075 | 0.025484 | 0
263 | 1 | 0.00012561 | 0.00017919 | 0 | 2.3497e-05 | 0.00011416 | 0 | 0.67494 | 0.911 | 0.0001 | 0.075 | 0.012438 | 0
264 | 1 | 0.00012594 | 0.00017586 | 0 | 9.3987e-06 | 0.00011416 | 0 | 0.70296 | 0.9078 | 0.0001 | 0.075 | 0.0013373 | 0
265 | 1 | 0.00010688 | 0.00017221 | 0 | 5.8742e-06 | 0.00011416 | 0 | 0.68295 | 0.8981 | 0.0001 | 0.075 | 0.0087032 | 0
266 | 1 | 8.9988e-05 | 0.00017017 | 0 | 2.3497e-06 | 0.00011416 | 0 | 0.65012 | 0.9028 | 0.0001 | 0.075 | 0.046912 | 0
267 | 1 | 7.6012e-05 | 0.00017048 | 0 | 1.1748e-06 | 0.00011416 | 0 | 0.67654 | 0.9144 | 0.0001 | 0.075 | 0.057314 | 0
268 | 1 | 6.7891e-05 | 0.00017179 | 0 | 1.4098e-05 | 0.00011416 | 0 | 0.70777 | 0.9273 | 0.0001 | 0.075 | 0.038394 | 0
269 | 1 | 7.0453e-05 | 0.00017462 | 0 | 3.7595e-05 | 0.00011416 | 0 | 0.72858 | 0.9432 | 0.0001 | 0.075 | 0.011614 | 0
270 | 1 | 8.6826e-05 | 0.00017844 | 0 | 9.3987e-05 | 0.00011416 | 0 | 0.72538 | 0.9558 | 0.0001 | 0.075 | 0.00086555 | 0
271 | 1 | 0.0001338 | 0.00018148 | 0 | 0.0001821 | 0.00011416 | 0 | 0.7502 | 0.9586 | 0.0001 | 0.075 | 0.00017275 | 0
272 | 1 | 0.00017451 | 0.00018207 | 0 | 0.0001586 | 0.00011416 | 0 | 0.76461 | 0.9618 | 0.0001 | 0.075 | 0.012279 | 0
273 | 1 | 0.00019256 | 0.0001791 | 0 | 0.00014685 | 0.00011416 | 0 | 0.76541 | 0.9649 | 0.0001 | 0.075 | 0.026338 | 0
274 | 1 | 0.00019418 | 0.00017367 | 0 | 0.00016448 | 0.00011416 | 0 | 0.7502 | 0.9684 | 0.0001 | 0.075 | 0.022319 | 0
275 | 1 | 0.00019651 | 0.00016697 | 0 | 0.00018797 | 0.00011416 | 0 | 0.76781 | 0.9701 | 0.0001 | 0.075 | 0.011505 | 0
276 | 1 | 0.00020295 | 0.00015973 | 0 | 0.00020677 | 0.00011416 | 0 | 0.75981 | 0.9693 | 0.0001 | 0.075 | 0.0013373 | 0
277 | 1 | 0.00020025 | 0.0001542 | 0 | 0.00018797 | 0.00011416 | 0 | 0.7542 | 0.9704 | 0.0001 | 0.066667 | 0.0069846 | 0
278 | 1 | 0.00020337 | 0.00015121 | 0 | 0.00019032 | 0.00011416 | 0 | 0.77102 | 0.9698 | 0.0001 | 0.075 | 0.039075 | 0
279 | 1 | 0.00019863 | 0.00015003 | 0 | 0.00021382 | 0.00011416 | 0 | 0.7518 | 0.9655 | 0.0001 | 0.125 | 0.047408 | 0
280 | 1 | 0.00019593 | 0.00015057 | 0 | 0.00022322 | 0.00011416 | 0 | 0.7462 | 0.9549 | 0.0001 | 0.125 | 0.032113 | 0
281 | 1 | 0.0001976 | 0.00015153 | 0 | 0.00022322 | 0.00011416 | 0 | 0.73819 | 0.9251 | 0.0001 | 0.13333 | 0.0097645 | 0
282 | 1 | 0.00021843 | 0.00015298 | 0 | 0.00016448 | 0.00011416 | 0 | 0.73179 | 0.9109 | 0.0001 | 0.13333 | 0.0008213 | 0
283 | 1 | 0.00021919 | 0.00015537 | 0 | 0.00011748 | 0.00011416 | 0 | 0.7542 | 0.9117 | 0.0001 | 0.13333 | 7.933e-05 | 0
284 | 1 | 0.00020006 | 0.0001582 | 0 | 8.8113e-05 | 0.00011416 | 0 | 0.7478 | 0.9086 | 0.0001 | 0.13333 | 0.0094656 | 0
285 | 1 | 0.00017409 | 0.0001609 | 0 | 5.8742e-05 | 0.00011416 | 0 | 0.73259 | 0.9033 | 0.0001 | 0.13333 | 0.021915 | 0
286 | 1 | 0.00015198 | 0.00016144 | 0 | 3.7595e-05 | 0.00011416 | 0 | 0.7494 | 0.9151 | 0.0001 | 0.13333 | 0.019427 | 0
287 | 1 | 0.00015465 | 0.0001587 | 0 | 2.3497e-05 | 0.00011416 | 0 | 0.7462 | 0.9473 | 0.0001 | 0.13333 | 0.010619 | 0
288 | 1 | 0.00014953 | 0.0001531 | 0 | 9.3987e-06 | 0.00011416 | 0 | 0.73899 | 0.9675 | 0.0001 | 0.13333 | 0.0013373 | 0
289 | 1 | 0.00012679 | 0.00014715 | 0 | 5.8742e-06 | 0.00011416 | 0 | 0.76141 | 0.9734 | 0.0001 | 0.13333 | 0.0064666 | 0
290 | 1 | 0.00010525 | 0.00014422 | 0 | 2.3497e-06 | 0.00011416 | 0 | 0.75741 | 0.9747 | 0.0001 | 0.13333 | 0.036671 | 0
291 | 1 | 9.2926e-05 | 0.00014411 | 0 | 1.1748e-06 | 0.00011416 | 0 | 0.76541 | 0.9754 | 0.0001 | 0.13333 | 0.044379 | 0
292 | 1 | 8.1325e-05 | 0.00014441 | 0 | 1.4098e-05 | 0.00011416 | 0 | 0.72138 | 0.9703 | 0.0001 | 0.13333 | 0.030183 | 0
293 | 1 | 8.2426e-05 | 0.00014403 | 0 | 3.7595e-05 | 0.00011416 | 0 | 0.72858 | 0.9588 | 0.0001 | 0.13333 | 0.0091946 | 0
294 | 1 | 0.00010312 | 0.00014439 | 0 | 9.3987e-05 | 0.00011416 | 0 | 0.77182 | 0.9297 | 0.0001 | 0.13333 | 0.00080689 | 0
295 | 1 | 0.00014466 | 0.00014603 | 0 | 0.0001821 | 0.00011416 | 0 | 0.77902 | 0.869 | 0.0001 | 0.13333 | 5.8079e-05 | 0
296 | 1 | 0.00017948 | 0.00014875 | 0 | 0.0001586 | 0.00011416 | 0 | 0.75661 | 0.7409 | 0.0001 | 0.13333 | 0.0086334 | 0
297 | 1 | 0.00019033 | 0.00014685 | 0 | 0.00014685 | 0.00011416 | 0.063358 | 0.76221 | 0.5575 | 0.0001 | 0.13333 | 0.020559 | 0.063358
298 | 1 | 0.00019417 | 0.00014081 | 0 | 0.00016448 | 0.00011416 | 0 | 0.7446 | 0.4251 | 0.0001 | 0.13333 | 0.018522 | 0
299 | 1 | 0.00020084 | 0.00013713 | 0 | 0.00018797 | 0.00011416 | 0.0066746 | 0.71177 | 0.3682 | 0.0001 | 0.13333 | 0.010334 | 0.0066746
300 | 1 | 0.00021311 | 0.00013593 | 0 | 0.00020677 | 0.00011416 | 0 | 0.68375 | 0.3838 | 0.0001 | 0.125 | 0.0013373 | 0
301 | 1 | 0.00020846 | 0.00013415 | 0 | 0.00018797 | 0.00011416 | 0.0030197 | 0.67814 | 0.4333 | 0.0001 | 0.13333 | 0.0064666 | 0.0030197
302 | 1 | 0.0002097 | 0.00013343 | 0 | 0.00019032 | 0.00011416 | 0 | 0.64452 | 0.5121 | 0.0001 | 0.14167 | 0.036671 | 0
303 | 1 | 0.00020306 | 0.00013511 | 0 | 0.00021382 | 0.00011416 | 0 | 0.57246 | 0.5927 | 0.0001 | 0.10833 | 0.044379 | 0
304 | 1 | 0.00019576 | 0.00013872 | 0 | 0.00022322 | 0.00011416 | 0.017138 | 0.52042 | 0.6261 | 0.0001 | 0.13333 | 0.030183 | 0.017138
305 | 1 | 0.00019368 | 0.00014134 | 0 | 0.00022322 | 0.00011416 | 0 | 0.54764 | 0.6858 | 0.0001 | 0.13333 | 0.0091946 | 0
306 | 1 | 0.00021192 | 0.00014375 | 0 | 0.00016448 | 0.00011416 | 0 | 0.52122 | 0.7442 | 0.0001 | 0.13333 | 0.00080689 | 0
307 | 1 | 0.00021888 | 0.00014984 | 0 | 0.00011748 | 0.00011416 | 0 | 0.56525 | 0.7967 | 0.0001 | 0.13333 | 5.8079e-05 | 0
308 | 1 | 0.00019626 | 0.00015942 | 0 | 8.8113e-05 | 0.00011416 | 0 | 0.46998 | 0.806 | 0.0001 | 0.13333 | 0.0086334 | 0
309 | 1 | 0.0001715 | 0.00016729 | 0 | 5.8742e-05 | 0.00011416 | 0 | 0.42034 | 0.8157 | 0.0001 | 0.13333 | 0.020559 | 0
310 | 1 | 0.00014916 | 0.00017235 | 0 | 3.7595e-05 | 0.00011416 | 0 | 0.46517 | 0.7777 | 0.0001 | 0.13333 | 0.018522 | 0
311 | 1 | 0.00015382 | 0.00017959 | 0 | 2.3497e-05 | 0.00011416 | 0 | 0.5028 | 0.7166 | 0.0001 | 0.13333 | 0.010334 | 0
312 | 1 | 0.00015097 | 0.00018805 | 0 | 9.3987e-06 | 0.00011416 | 0 | 0.4988 | 0.5193 | 0.0001 | 0.13333 | 0.0013373 | 0
313 | 1 | 0.00012313 | 0.00019746 | 0 | 5.8742e-06 | 0.00011416 | 0 | 0.59408 | 0.455 | 0.0001 | 0.13333 | 0.0069846 | 0
314 | 1 | 0.00010309 | 0.00021039 | 0 | 2.3497e-06 | 0.00011416 | 0 | 0.63331 | 0.59 | 0.0001 | 0.13333 | 0.039075 | 0
315 | 1 | 8.6797e-05 | 0.00021596 | 0 | 1.1748e-06 | 0.00011416 | 0 | 0.53803 | 0.7681 | 0.0001 | 0.13333 | 0.047408 | 0
316 | 1 | 8.152e-05 | 0.00022174 | 0 | 1.4098e-05 | 0.00011416 | 0 | 0.41313 | 0.8837 | 0.0001 | 0.13333 | 0.032113 | 0
317 | 1 | 8.0734e-05 | 0.00022331 | 0 | 3.7595e-05 | 0.00011416 | 0 | 0.42994 | 0.8963 | 0.0001 | 0.13333 | 0.0097645 | 0
318 | 1 | 0.00010035 | 0.00022114 | 0 | 9.3987e-05 | 0.00011416 | 0 | 0.55484 | 0.8573 | 0.0001 | 0.13333 | 0.0008213 | 0
319 | 1 | 0.0001397 | 0.00022093 | 0 | 0.0001821 | 0.00011416 | 0 | 0.51481 | 0.7528 | 0.0001 | 0.13333 | 7.933e-05 | 0
320 | 1 | 0.00017343 | 0.00022339 | 0 | 0.0001586 | 0.00011416 | 0 | 0.49319 | 0.6752 | 0.0001 | 0.13333 | 0.0094656 | 0
321 | 1 | 0.00019584 | 0.0002225 | 0 | 0.00014685 | 0.00011416 | 0.0087806 | 0.59568 | 0.7498 | 0.0001 | 0.13333 | 0.021915 | 0.0087806
322 | 1 | 0.00020324 | 0.0002195 | 0 | 0.00016448 | 0.00011416 | 0 | 0.64452 | 0.7888 | 0.0001 | 0.13333 | 0.019427 | 0
323 | 1 | 0.00020363 | 0.00021378 | 0 | 0.00018797 | 0.00011416 | 0 | 0.64291 | 0.766 | 0.0001 | 0.13333 | 0.010619 | 0
324 | 1 | 0.00021168 | 0.00020561 | 0 | 0.00020677 | 0.00011416 | 0.018285 | 0.58767 | 0.7561 | 0.0001 | 0.13333 | 0.0013373 | 0.018285
325 | 1 | 0.00019963 | 0.00019771 | 0 | 0.00018797 | 0.00011416 | 0.020982 | 0.51641 | 0.7761 | 0.0001 | 0.13333 | 0.0087032 | 0.020982
326 | 1 | 0.00019776 | 0.00019514 | 0 | 0.00019032 | 0.00011416 | 0.51664 | 0.55885 | 0.724 | 0.0001 | 0.125 | 0.046912 | 0.51664
327 | 1 | 0.0001926 | 0.00020113 | 0 | 0.00021382 | 0.00011416 | 0.064807 | 0.56205 | 0.6111 | 0.0001 | 0.125 | 0.057314 | 0.064807
328 | 1 | 0.00018714 | 0.00022369 | 0 | 0.00022322 | 0.00011416 | 0.18303 | 0.53803 | 0.6243 | 0.0001 | 0.11667 | 0.038394 | 0.18303
329 | 1 | 0.00018112 | 0.00024777 | 0 | 0.00022322 | 0.00011416 | 0 | 0.40913 | 0.6202 | 0.0001 | 0.125 | 0.011614 | 0
330 | 1 | 0.000202 | 0.00025207 | 0 | 0.00016448 | 0.00011416 | 0 | 0.33467 | 0.5942 | 0.0001 | 0.13333 | 0.00086555 | 0
331 | 1 | 0.00021256 | 0.0002517 | 0 | 0.00011748 | 0.00011416 | 0 | 0.45156 | 0.5824 | 0.0001 | 0.13333 | 0.00017275 | 0
332 | 1 | 0.00019584 | 0.00024547 | 0 | 8.8113e-05 | 0.00011416 | 0 | 0.52122 | 0.6451 | 0.0001 | 0.13333 | 0.012279 | 0
333 | 1 | 0.00017268 | 0.00023847 | 0 | 5.8742e-05 | 0.00011416 | 0 | 0.55484 | 0.7483 | 0.0001 | 0.13333 | 0.026338 | 0
334 | 1 | 0.00015127 | 0.00023182 | 0 | 3.7595e-05 | 0.00011416 | 0 | 0.60849 | 0.8177 | 0.0001 | 0.13333 | 0.022319 | 0
335 | 1 | 0.00015681 | 0.00022491 | 0 | 2.3497e-05 | 0.00011416 | 0 | 0.66293 | 0.8686 | 0.0001 | 0.13333 | 0.011505 | 0
336 | 1 | 0.00015468 | 0.00021407 | 0 | 9.3987e-06 | 0.00011416 | 0 | 0.71898 | 0.9453 | 0.0001 | 0.13333 | 0.0013373 | 0
337 | 1 | 0.00012966 | 0.00019682 | 0 | 5.8742e-06 | 0.00011416 | 0 | 0.73739 | 0.9766 | 0.0001 | 0.13333 | 0.012157 | 0
338 | 1 | 0.00011038 | 0.00017886 | 0 | 2.3497e-06 | 0.00011416 | 0 | 0.73579 | 0.9809 | 0.0001 | 0.125 | 0.062188 | 0
339 | 1 | 9.6992e-05 | 0.00016455 | 0 | 1.1748e-06 | 0.00011416 | 0 | 0.72698 | 0.9802 | 0.0001 | 0.125 | 0.076735 | 0
340 | 1 | 9.2066e-05 | 0.00015629 | 0 | 1.4098e-05 | 0.00011416 | 0 | 0.71577 | 0.9733 | 0.0001 | 0.125 | 0.050594 | 0
341 | 1 | 9.1089e-05 | 0.00015347 | 0 | 3.7595e-05 | 0.00011416 | 0 | 0.73739 | 0.9639 | 0.0001 | 0.125 | 0.015193 | 0
342 | 1 | 0.00010908 | 0.00015361 | 0 | 9.3987e-05 | 0.00011416 | 0 | 0.73018 | 0.9629 | 0.0001 | 0.125 | 0.00094279 | 0
343 | 1 | 0.0001456 | 0.00015315 | 0 | 0.0001821 | 0.00011416 | 0 | 0.72618 | 0.9703 | 0.0001 | 0.13333 | 0.00045479 | 0
344 | 1 | 0.00018324 | 0.00015116 | 0 | 0.0001586 | 0.00011416 | 0 | 0.72538 | 0.9811 | 0.0001 | 0.13333 | 0.01812 | 0
345 | 1 | 0.00020137 | 0.00014601 | 0 | 0.00014685 | 0.00011416 | 0 | 0.72698 | 0.9604 | 0.0001 | 0.13333 | 0.034965 | 0
346 | 1 | 0.00020333 | 0.00013973 | 0 | 0.00016448 | 0.00011416 | 0.004056 | 0.73098 | 0.9024 | 0.0001 | 0.13333 | 0.027752 | 0.004056
347 | 1 | 0.00020715 | 0.00013359 | 0 | 0.00018797 | 0.00011416 | 0.0032871 | 0.73819 | 0.8479 | 0.0001 | 0.125 | 0.013088 | 0.0032871
348 | 1 | 0.00021529 | 0.00012903 | 0 | 0.00020677 | 0.00011416 | 0.0030197 | 0.72058 | 0.8023 | 0.0001 | 0.1 | 0.0013373 | 0.0030197
349 | 1 | 0.00020617 | 0.00012711 | 0 | 0.00018797 | 0.00011416 | 0 | 0.71497 | 0.7963 | 0.0001 | 0.1 | 0.016421 | 0
350 | 1 | 0.00020863 | 0.00012774 | 0 | 0.00019032 | 0.00011416 | 0 | 0.71817 | 0.8072 | 0.0001 | 0.1 | 0.080465 | 0
351 | 1 | 0.00020423 | 0.0001304 | 0 | 0.00021382 | 0.00011416 | 0.0071091 | 0.68855 | 0.8573 | 0.0001 | 0.091667 | 0.10011 | 0.0071091
352 | 1 | 0.00020088 | 0.00013568 | 0 | 0.00022322 | 0.00011416 | 0 | 0.68775 | 0.9252 | 0.0001 | 0.1 | 0.065138 | 0
353 | 1 | 0.00019773 | 0.000143 | 0 | 0.00022322 | 0.00011416 | 0 | 0.71417 | 0.9568 | 0.0001 | 0.13333 | 0.019439 | 0
354 | 1 | 0.00021888 | 0.0001498 | 0 | 0.00016448 | 0.00011416 | 0 | 0.69335 | 0.9548 | 0.0001 | 0.13333 | 0.0010245 | 0
355 | 1 | 0.00022185 | 0.00015713 | 0 | 0.00011748 | 0.00011416 | 0 | 0.70697 | 0.9343 | 0.0001 | 0.13333 | 0.00094438 | 0
356 | 1 | 0.00020102 | 0.00016493 | 0 | 8.8113e-05 | 0.00011416 | 0 | 0.71257 | 0.923 | 0.0001 | 0.13333 | 0.02557 | 0
357 | 1 | 0.00017859 | 0.00017324 | 0 | 5.8742e-05 | 0.00011416 | 0 | 0.64211 | 0.9222 | 0.0001 | 0.125 | 0.045297 | 0
358 | 1 | 0.00015489 | 0.00018045 | 0 | 3.7595e-05 | 0.00011416 | 0 | 0.6221 | 0.9337 | 0.0001 | 0.125 | 0.034002 | 0
359 | 1 | 0.00016122 | 0.00018547 | 0 | 2.3497e-05 | 0.00011416 | 0 | 0.6269 | 0.9463 | 0.0001 | 0.125 | 0.014811 | 0
360 | 1 | 0.00015731 | 0.00019135 | 0 | 9.3987e-06 | 0.00011416 | 0 | 0.66053 | 0.9464 | 0.0001 | 0.125 | 0.0013373 | 0
361 | 1 | 0.00013019 | 0.00019818 | 0 | 5.8742e-06 | 0.00011416 | 0 | 0.65893 | 0.9444 | 0.0001 | 0.125 | 0.022727 | 0
362 | 1 | 0.00011403 | 0.00020414 | 0 | 2.3497e-06 | 0.00011416 | 0 | 0.61249 | 0.9342 | 0.0001 | 0.125 | 0.10674 | 0
363 | 1 | 9.8814e-05 | 0.00020982 | 0 | 1.1748e-06 | 0.00011416 | 0 | 0.51321 | 0.9172 | 0.0001 | 0.125 | 0.1339 | 0
364 | 1 | 9.0953e-05 | 0.00021493 | 0 | 1.4098e-05 | 0.00011416 | 0 | 0.45476 | 0.8745 | 0.0001 | 0.125 | 0.085976 | 0
365 | 1 | 9.0501e-05 | 0.00021823 | 0 | 3.7595e-05 | 0.00011416 | 0 | 0.38511 | 0.7985 | 0.0001 | 0.125 | 0.025498 | 0
366 | 1 | 0.00010557 | 0.00022116 | 0 | 9.3987e-05 | 0.00011416 | 0 | 0.35308 | 0.6746 | 0.0001 | 0.125 | 0.0011286 | 0
367 | 1 | 0.0001478 | 0.00022306 | 0 | 0.0001821 | 0.00011416 | 0 | 0.36029 | 0.5743 | 0.0001 | 0.125 | 0.0018864 | 0
368 | 1 | 0.00018128 | 0.00022568 | 0 | 0.0001586 | 0.00011416 | 0 | 0.31065 | 0.5381 | 0.0001 | 0.125 | 0.036909 | 0
369 | 1 | 0.00019242 | 0.00021948 | 0 | 0.00014685 | 0.00011416 | 0 | 0.22898 | 0.4922 | 0.0001 | 0.125 | 0.060161 | 0
370 | 1 | 0.00019529 | 0.00020674 | 0 | 0.00016448 | 0.00011416 | 0.060149 | 0.19616 | 0.4629 | 0.0001 | 0.125 | 0.042662 | 0.060149
371 | 1 | 0.00019643 | 0.00018914 | 0 | 0.00018797 | 0.00011416 | 0.081387 | 0.15532 | 0.415 | 0.0001 | 0.125 | 0.01707 | 0.081387
372 | 1 | 0.00019968 | 0.00017088 | 0 | 0.00020677 | 0.00011416 | 0.0090034 | 0.1193 | 0.3782 | 0.0001 | 0.125 | 0.0013373 | 0.0090034
373 | 1 | 0.00019027 | 0.00016144 | 0 | 0.00018797 | 0.00011416 | 0.61392 | 0.1249 | 0.3585 | 0.0001 | 0.125 | 0.029075 | 0.61392
374 | 1 | 0.0001868 | 0.00016231 | 0 | 0.00019032 | 0.00011416 | 0.49812 | 0.14812 | 0.3223 | 0.0001 | 0.125 | 0.13256 | 0.49812
375 | 1 | 0.0001777 | 0.00017591 | 0 | 0.00021382 | 0.00011416 | 0.29116 | 0.14011 | 0.2769 | 0.0001 | 0.10833 | 0.16727 | 0.29116
376 | 1 | 0.00016786 | 0.00021903 | 0 | 0.00022322 | 0.00011416 | 0.14128 | 0.1249 | 0.2192 | 0.0001 | 0.11667 | 0.1064 | 0.14128
377 | 1 | 0.00016651 | 0.0002473 | 0 | 0.00022322 | 0.00011416 | 0 | 0.1217 | 0.1907 | 0.0001 | 0.125 | 0.031417 | 0
378 | 1 | 0.0001894 | 0.00025402 | 0 | 0.00016448 | 0.00011416 | 0 | 0.11689 | 0.1854 | 0.0001 | 0.125 | 0.0012206 | 0
379 | 1 | 0.00019241 | 0.00025594 | 0 | 0.00011748 | 0.00011416 | 0 | 0.1257 | 0.1951 | 0.0001 | 0.11667 | 0.0030341 | 0
380 | 1 | 0.00017447 | 0.00025411 | 0 | 8.8113e-05 | 0.00011416 | 0 | 0.1305 | 0.2113 | 0.0001 | 0.11667 | 0.048587 | 0
381 | 1 | 0.00015652 | 0.00024601 | 0 | 5.8742e-05 | 0.00011416 | 0 | 0.13451 | 0.2217 | 0.0001 | 0.125 | 0.074782 | 0
382 | 1 | 0.00013771 | 0.00024064 | 0 | 3.7595e-05 | 0.00011416 | 0 | 0.13931 | 0.2381 | 0.0001 | 0.11667 | 0.050911 | 0
383 | 1 | 0.00014938 | 0.00024317 | 0 | 2.3497e-05 | 0.00011416 | 0 | 0.1281 | 0.2445 | 0.0001 | 0.11667 | 0.019119 | 0
384 | 1 | 0.00015011 | 0.00024873 | 0 | 9.3987e-06 | 0.00011416 | 0 | 0.1289 | 0.2407 | 0.0001 | 0.125 | 0.0013373 | 0
385 | 1 | 0.00012461 | 0.00025435 | 0 | 5.8742e-06 | 0.00011416 | 0 | 0.096077 | 0.2312 | 0.0001 | 0.125 | 0.038131 | 0
386 | 1 | 0.00010324 | 0.00026184 | 0 | 2.3497e-06 | 0.00011416 | 0 | 0.099279 | 0.2242 | 0.0001 | 0.125 | 0.16868 | 0
387 | 1 | 8.7205e-05 | 0.00027095 | 0 | 1.1748e-06 | 0.00011416 | 0 | 0.10008 | 0.2199 | 0.0001 | 0.125 | 0.21411 | 0
388 | 1 | 7.8245e-05 | 0.00028117 | 0 | 1.4098e-05 | 0.00011416 | 0 | 0.08727 | 0.2115 | 0.0001 | 0.125 | 0.1349 | 0
389 | 1 | 7.2758e-05 | 0.00029144 | 0 | 3.7595e-05 | 0.00011416 | 0 | 0.072858 | 0.2072 | 0.0001 | 0.125 | 0.039648 | 0
390 | 1 | 7.0015e-05 | 0.00029859 | 0 | 9.3987e-05 | 0.00011416 | 0 | 0.05044 | 0.2077 | 0.0001 | 0.125 | 0.0013373 | 0
391 | 1 | 7.8751e-05 | 0.0003052 | 0 | 0.0001821 | 0.00011416 | 0 | 0.034428 | 0.1964 | 0.0001 | 0.125 | 0.0049321 | 0
392 | 1 | 8.9252e-05 | 0.0003099 | 0 | 0.0001586 | 0.00011416 | 0 | 0.032026 | 0.1919 | 0.0001 | 0.125 | 0.065567 | 0
393 | 1 | 0.0001129 | 0.0002855 | 0 | 0.00014685 | 0.00011416 | 0.047769 | 0.033627 | 0.2214 | 0.0001 | 0.13333 | 0.09524 | 0.047769
394 | 1 | 0.00013326 | 0.00025533 | 0 | 0.00016448 | 0.00011416 | 0.075237 | 0.044035 | 0.2753 | 0.0001 | 0.13333 | 0.062136 | 0.075237
395 | 1 | 0.00014154 | 0.00023404 | 0 | 0.00018797 | 0.00011416 | 0.022587 | 0.04964 | 0.3308 | 0.0001 | 0.13333 | 0.021786 | 0.022587
396 | 1 | 0.00014771 | 0.00021289 | 0 | 0.00020677 | 0.00011416 | 0.044661 | 0.051241 | 0.389 | 0.0001 | 0.13333 | 0.0013373 | 0.044661
397 | 1 | 0.00015086 | 0.00020713 | 0 | 0.00018797 | 0.00011416 | 0.10248 | 0.052042 | 0.4446 | 0.0001 | 0.13333 | 0.048895 | 0.10248
398 | 1 | 0.00014259 | 0.00020889 | 0 | 0.00019032 | 0.00011416 | 0.67931 | 0.085669 | 0.5034 | 0.0001 | 0.13333 | 0.21082 | 0.67931
399 | 1 | 0.00013006 | 0.00022161 | 0 | 0.00021382 | 0.00011416 | 0.46389 | 0.11129 | 0.5572 | 0.0001 | 0.13333 | 0.26898 | 0.46389
400 | 1 | 0.00011965 | 0.00026214 | 0 | 0.00022322 | 0.00011416 | 0.24915 | 0.13931 | 0.6031 | 0.0001 | 0.14167 | 0.16807 | 0.24915
401 | 1 | 0.00011787 | 0.00027875 | 0 | 0.00022322 | 0.00011416 | 0 | 0.20336 | 0.6172 | 0.0001 | 0.13333 | 0.049205 | 0
402 | 1 | 0.00014442 | 0.00027463 | 0 | 0.00016448 | 0.00011416 | 0 | 0.29784 | 0.6138 | 0.0001 | 0.13333 | 0.0014614 | 0
403 | 1 | 0.00016025 | 0.00027402 | 0 | 0.00011748 | 0.00011416 | 0 | 0.36829 | 0.5793 | 0.0001 | 0.13333 | 0.0074916 | 0
404 | 1 | 0.0001491 | 0.00027334 | 0 | 8.8113e-05 | 0.00011416 | 0 | 0.43315 | 0.5031 | 0.0001 | 0.13333 | 0.086105 | 0
405 | 1 | 0.00013335 | 0.00027152 | 0 | 5.8742e-05 | 0.00011416 | 0 | 0.48359 | 0.4046 | 0.0001 | 0.13333 | 0.11912 | 0
406 | 1 | 0.00011573 | 0.00026864 | 0 | 3.7595e-05 | 0.00011416 | 0 | 0.498 | 0.3617 | 0.0001 | 0.125 | 0.0749 | 0
407 | 1 | 0.00012389 | 0.00026669 | 0 | 2.3497e-05 | 0.00011416 | 0 | 0.4964 | 0.3324 | 0.0001 | 0.125 | 0.024691 | 0
408 | 1 | 0.00012785 | 0.00026704 | 0 | 9.3987e-06 | 0.00011416 | 0 | 0.44756 | 0.3112 | 0.0001 | 0.125 | 0.0013373 | 0
409 | 1 | 0.00010514 | 0.00026863 | 0 | 5.8742e-06 | 0.00011416 | 0 | 0.42914 | 0.2938 | 0.0001 | 0.125 | 0.059277 | 0
410 | 1 | 8.7427e-05 | 0.00026967 | 0 | 2.3497e-06 | 0.00011416 | 0 | 0.40913 | 0.2733 | 0.0001 | 0.125 | 0.25088 | 0
411 | 1 | 7.6281e-05 | 0.00027002 | 0 | 1.1748e-06 | 0.00011416 | 0 | 0.39151 | 0.2694 | 0.0001 | 0.125 | 0.32128 | 0
412 | 1 | 6.3462e-05 | 0.0002707 | 0 | 1.4098e-05 | 0.00011416 | 0 | 0.3691 | 0.2728 | 0.0001 | 0.125 | 0.19955 | 0
413 | 1 | 5.9325e-05 | 0.00027159 | 0 | 3.7595e-05 | 0.00011416 | 0 | 0.38431 | 0.2966 | 0.0001 | 0.125 | 0.058253 | 0
414 | 1 | 5.8904e-05 | 0.00027301 | 0 | 9.3987e-05 | 0.00011416 | 0 | 0.38911 | 0.3443 | 0.0001 | 0.125 | 0.0015704 | 0
415 | 1 | 6.3348e-05 | 0.00027583 | 0 | 0.0001821 | 0.00011416 | 0 | 0.41713 | 0.3926 | 0.0001 | 0.125 | 0.010201 | 0
416 | 1 | 6.4335e-05 | 0.00027838 | 0 | 0.0001586 | 0.00011416 | 0 | 0.3691 | 0.4121 | 0.0001 | 0.125 | 0.10618 | 0
417 | 1 | 8.0024e-05 | 0.00027536 | 0 | 0.00014685 | 0.00011416 | 0.046198 | 0.35228 | 0.3968 | 0.0001 | 0.13333 | 0.14184 | 0.046198
418 | 1 | 0.00010395 | 0.00026428 | 0 | 0.00016448 | 0.00011416 | 0.34787 | 0.38351 | 0.3397 | 0.0001 | 0.13333 | 0.086783 | 0.34787
419 | 1 | 0.00012136 | 0.00024924 | 0 | 0.00018797 | 0.00011416 | 0.41879 | 0.39311 | 0.2805 | 0.0001 | 0.13333 | 0.0273 | 0.41879
420 | 1 | 0.0001358 | 0.00023667 | 0 | 0.00020677 | 0.00011416 | 0.59071 | 0.40512 | 0.2173 | 0.0001 | 0.13333 | 0.0013373 | 0.59071
421 | 1 | 0.00014229 | 0.00022804 | 0 | 0.00018797 | 0.00011416 | 0.60989 | 0.35629 | 0.1235 | 0.0001 | 0.13333 | 0.071033 | 0.60989
422 | 1 | 0.00013107 | 0.00022465 | 0 | 0.00019032 | 0.00011416 | 0.52505 | 0.33147 | 0.0506 | 0.0001 | 0.13333 | 0.29571 | 0.52505
423 | 1 | 0.0001193 | 0.00022903 | 0 | 0.00021382 | 0.00011416 | 0.51242 | 0.29544 | 0.022 | 0.0001 | 0.13333 | 0.37996 | 0.51242
424 | 1 | 0.00011299 | 0.00024624 | 0 | 0.00022322 | 0.00011416 | 0.15325 | 0.24179 | 0.0139 | 0.0001 | 0.13333 | 0.23473 | 0.15325
425 | 1 | 0.00011015 | 0.00026236 | 0 | 0.00022322 | 0.00011416 | 0 | 0.18575 | 0.0158 | 0.0001 | 0.13333 | 0.068347 | 0
426 | 1 | 0.00013486 | 0.00026667 | 0 | 0.00016448 | 0.00011416 | 0 | 0.17294 | 0.0252 | 0.0001 | 0.13333 | 0.0016847 | 0
427 | 1 | 0.00015336 | 0.00027011 | 0 | 0.00011748 | 0.00011416 | 0 | 0.17934 | 0.0838 | 0.0001 | 0.13333 | 0.013496 | 0
428 | 1 | 0.00014751 | 0.00027503 | 0 | 8.8113e-05 | 0.00011416 | 0 | 0.17614 | 0.1267 | 0.0001 | 0.13333 | 0.12916 | 0
429 | 1 | 0.00013596 | 0.00028076 | 0 | 5.8742e-05 | 0.00011416 | 0 | 0.14572 | 0.1392 | 0.0001 | 0.13333 | 0.16727 | 0
430 | 1 | 0.00011879 | 0.00028594 | 0 | 3.7595e-05 | 0.00011416 | 0 | 0.11289 | 0.1206 | 0.0001 | 0.13333 | 0.099862 | 0
431 | 1 | 0.00012134 | 0.00029126 | 0 | 2.3497e-05 | 0.00011416 | 0 | 0.10809 | 0.0994 | 0.0001 | 0.13333 | 0.030087 | 0
432 | 1 | 0.00012273 | 0.00029587 | 0 | 9.3987e-06 | 0.00011416 | 0 | 0.079263 | 0.0879 | 0.0001 | 0.125 | 0.0013373 | 0
433 | 1 | 0.0001023 | 0.00029917 | 0 | 5.8742e-06 | 0.00011416 | 0 | 0.039231 | 0.0888 | 0.0001 | 0.125 | 0.084249 | 0
434 | 1 | 8.7193e-05 | 0.00030091 | 0 | 2.3497e-06 | 0.00011416 | 0 | 0.032826 | 0.1035 | 0.0001 | 0.13333 | 0.34559 | 0
435 | 1 | 7.8771e-05 | 0.00030175 | 0 | 1.1748e-06 | 0.00011416 | 0 | 0.020817 | 0.12 | 0.0001 | 0.13333 | 0.44538 | 0
436 | 1 | 6.7693e-05 | 0.00030192 | 0 | 1.4098e-05 | 0.00011416 | 0 | 0.015212 | 0.1289 | 0.0001 | 0.125 | 0.27383 | 0
437 | 1 | 7.076e-05 | 0.00030194 | 0 | 3.7595e-05 | 0.00011416 | 0 | 0.0080064 | 0.1343 | 0.0001 | 0.125 | 0.079544 | 0
438 | 1 | 8.8473e-05 | 0.0003024 | 0 | 9.3987e-05 | 0.00011416 | 0 | 0.0064051 | 0.1297 | 0.0001 | 0.125 | 0.0018044 | 0
439 | 1 | 0.00013292 | 0.0003043 | 0 | 0.0001821 | 0.00011416 | 0 | 0.0056045 | 0.1156 | 0.0001 | 0.13333 | 0.017434 | 0
440 | 1 | 0.00016992 | 0.00030585 | 0 | 0.0001586 | 0.00011416 | 0 | 0.0064051 | 0.1034 | 0.0001 | 0.13333 | 0.15523 | 0
441 | 1 | 0.00019155 | 0.00029566 | 0 | 0.00014685 | 0.00011416 | 0.13396 | 0.0088071 | 0.0904 | 0.0001 | 0.13333 | 0.19557 | 0.13396
442 | 1 | 0.00019891 | 0.00027964 | 0 | 0.00016448 | 0.00011416 | 0.19285 | 0.0088071 | 0.0656 | 0.0001 | 0.14167 | 0.11419 | 0.19285
443 | 1 | 0.00020162 | 0.00026467 | 0 | 0.00018797 | 0.00011416 | 0 | 0.0080064 | 0.0412 | 0.0001 | 0.14167 | 0.033057 | 0
444 | 1 | 0.00020486 | 0.0002533 | 0 | 0.00020677 | 0.00011416 | 0.041006 | 0.0056045 | 0.0246 | 0.0001 | 0.14167 | 0.0013373 | 0.041006
445 | 1 | 0.00019796 | 0.00024711 | 0 | 0.00018797 | 0.00011416 | 0.011522 | 0.0040032 | 0.0209 | 0.0001 | 0.14167 | 0.095931 | 0.011522
446 | 1 | 0.00020204 | 0.00024669 | 0 | 0.00019032 | 0.00011416 | 0.0029863 | 0.0040032 | 0.0253 | 0.0001 | 0.14167 | 0.38931 | 0.0029863
447 | 1 | 0.00019735 | 0.00025184 | 0 | 0.00021382 | 0.00011416 | 0 | 0.0048038 | 0.0318 | 0.0001 | 0.14167 | 0.50281 | 0
448 | 1 | 0.00019239 | 0.0002687 | 0 | 0.00022322 | 0.00011416 | 0.038465 | 0.0088071 | 0.0333 | 0.0001 | 0.14167 | 0.30805 | 0.038465
449 | 1 | 0.00018809 | 0.00028227 | 0 | 0.00022322 | 0.00011416 | 0 | 0.0096077 | 0.0281 | 0.0001 | 0.14167 | 0.089335 | 0
450 | 1 | 0.00020976 | 0.00028688 | 0 | 0.00016448 | 0.00011416 | 0 | 0.0088071 | 0.0227 | 0.0001 | 0.13333 | 0.0019042 | 0
451 | 1 | 0.00021781 | 0.00028953 | 0 | 0.00011748 | 0.00011416 | 0 | 0.0064051 | 0.0191 | 0.0001 | 0.13333 | 0.021085 | 0
452 | 1 | 0.00019748 | 0.0002911 | 0 | 8.8113e-05 | 0.00011416 | 0 | 0.0096077 | 0.0152 | 0.0001 | 0.13333 | 0.17845 | 0
453 | 1 | 0.00017433 | 0.00029206 | 0 | 5.8742e-05 | 0.00011416 | 0 | 0.013611 | 0.0092 | 0.0001 | 0.13333 | 0.22038 | 0
454 | 1 | 0.00014867 | 0.00029229 | 0 | 3.7595e-05 | 0.00011416 | 0 | 0.0088071 | 0.0061 | 0.0001 | 0.13333 | 0.1266 | 0
455 | 1 | 0.0001571 | 0.00029267 | 0 | 2.3497e-05 | 0.00011416 | 0 | 0.0088071 | 0.0041 | 0.0001 | 0.13333 | 0.03557 | 0
456 | 1 | 0.00015744 | 0.00029322 | 0 | 9.3987e-06 | 0.00011416 | 0 | 0.0088071 | 0.003 | 0.0001 | 0.13333 | 0.0013373 | 0
457 | 1 | 0.00013386 | 0.00029412 | 0 | 5.8742e-06 | 0.00011416 | 0 | 0.0056045 | 0.0027 | 0.0001 | 0.13333 | 0.10537 | 0
458 | 1 | 0.00011359 | 0.00029587 | 0 | 2.3497e-06 | 0.00011416 | 0 | 0.0056045 | 0.0037 | 0.0001 | 0.13333 | 0.42441 | 0
459 | 1 | 0.00010273 | 0.00029854 | 0 | 1.1748e-06 | 0.00011416 | 0 | 0.0024019 | 0.0074 | 0.0001 | 0.13333 | 0.54899 | 0
460 | 1 | 9.3063e-05 | 0.00030164 | 0 | 1.4098e-05 | 0.00011416 | 0 | 0.0032026 | 0.0122 | 0.0001 | 0.125 | 0.33552 | 0
461 | 1 | 9.4684e-05 | 0.00030487 | 0 | 3.7595e-05 | 0.00011416 | 0 | 0.0016013 | 0.0146 | 0.0001 | 0.125 | 0.097183 | 0
462 | 1 | 0.00010872 | 0.00030763 | 0 | 9.3987e-05 | 0.00011416 | 0 | 0.0024019 | 0.0136 | 0.0001 | 0.125 | 0.0019813 | 0
463 | 1 | 0.0001502 | 0.00031028 | 0 | 0.0001821 | 0.00011416 | 0 | 0.0032026 | 0.0114 | 0.0001 | 0.125 | 0.024135 | 0
464 | 1 | 0.00018473 | 0.0003111 | 0 | 0.0001586 | 0.00011416 | 0 | 0.0048038 | 0.009 | 0.0001 | 0.125 | 0.1973 | 0
465 | 1 | 0.00019725 | 0.00029648 | 0 | 0.00014685 | 0.00011416 | 0.0071871 | 0.0056045 | 0.0073 | 0.0001 | 0.13333 | 0.24031 | 0.0071871
466 | 1 | 0.00020208 | 0.000275 | 0 | 0.00016448 | 0.00011416 | 0.015221 | 0.0064051 | 0.0056 | 0.0001 | 0.14167 | 0.13647 | 0.015221
467 | 1 | 0.00020473 | 0.00025386 | 0 | 0.00018797 | 0.00011416 | 0.0031311 | 0.0064051 | 0.0061 | 0.0001 | 0.14167 | 0.037535 | 0.0031311
468 | 1 | 0.00020732 | 0.00023976 | 0 | 0.00020677 | 0.00011416 | 0.072618 | 0.0064051 | 0.0142 | 0.0001 | 0.14167 | 0.0013373 | 0.072618
469 | 1 | 0.00019949 | 0.00023196 | 0 | 0.00018797 | 0.00011416 | 0.011421 | 0.0056045 | 0.0327 | 0.0001 | 0.14167 | 0.11199 | 0.011421
470 | 1 | 0.00019618 | 0.00023142 | 0 | 0.00019032 | 0.00011416 | 0.0059169 | 0.0056045 | 0.0543 | 0.0001 | 0.14167 | 0.44895 | 0.0059169
471 | 1 | 0.00019264 | 0.0002406 | 0 | 0.00021382 | 0.00011416 | 0.0099729 | 0.0056045 | 0.0818 | 0.0001 | 0.13333 | 0.58129 | 0.0099729
472 | 1 | 0.00018636 | 0.0002722 | 0 | 0.00022322 | 0.00011416 | 0.046778 | 0.0056045 | 0.1151 | 0.0001 | 0.14167 | 0.3547 | 0.046778
473 | 1 | 0.00018243 | 0.00029472 | 0 | 0.00022322 | 0.00011416 | 0 | 0.0064051 | 0.149 | 0.0001 | 0.15 | 0.10266 | 0
474 | 1 | 0.00020422 | 0.00030281 | 0 | 0.00016448 | 0.00011416 | 0 | 0.014412 | 0.1807 | 0.0001 | 0.15 | 0.0020339 | 0
475 | 1 | 0.00021609 | 0.00030732 | 0 | 0.00011748 | 0.00011416 | 0 | 0.022418 | 0.2122 | 0.0001 | 0.14167 | 0.026323 | 0
476 | 1 | 0.00019919 | 0.00031121 | 0 | 8.8113e-05 | 0.00011416 | 0 | 0.028823 | 0.2422 | 0.0001 | 0.14167 | 0.21058 | 0
477 | 1 | 0.00017586 | 0.00031398 | 0 | 5.8742e-05 | 0.00011416 | 0 | 0.029624 | 0.271 | 0.0001 | 0.14167 | 0.25424 | 0
478 | 1 | 0.00015372 | 0.00031423 | 0 | 3.7595e-05 | 0.00011416 | 0 | 0.036029 | 0.2978 | 0.0001 | 0.14167 | 0.14333 | 0
479 | 1 | 0.00016263 | 0.00031388 | 0 | 2.3497e-05 | 0.00011416 | 0 | 0.061649 | 0.3235 | 0.0001 | 0.14167 | 0.038885 | 0
480 | 1 | 0.00015957 | 0.00031512 | 0 | 9.3987e-06 | 0.00011416 | 0 | 0.079263 | 0.3456 | 0.0001 | 0.13333 | 0.0013373 | 0
481 | 1 | 0.00013994 | 0.00031698 | 0 | 5.8742e-06 | 0.00011416 | 0 | 0.10328 | 0.3515 | 0.0001 | 0.13333 | 0.1154 | 0
482 | 1 | 0.00012476 | 0.00031814 | 0 | 2.3497e-06 | 0.00011416 | 0 | 0.11369 | 0.3422 | 0.0001 | 0.13333 | 0.46157 | 0
483 | 1 | 0.00010794 | 0.00031828 | 0 | 1.1748e-06 | 0.00011416 | 0 | 0.11849 | 0.3285 | 0.0001 | 0.13333 | 0.59791 | 0
484 | 1 | 9.6991e-05 | 0.00031803 | 0 | 1.4098e-05 | 0.00011416 | 0 | 0.10568 | 0.3128 | 0.0001 | 0.13333 | 0.36456 | 0
485 | 1 | 9.5127e-05 | 0.00031761 | 0 | 3.7595e-05 | 0.00011416 | 0 | 0.093675 | 0.3006 | 0.0001 | 0.13333 | 0.10548 | 0
486 | 1 | 0.00010923 | 0.00031684 | 0 | 9.3987e-05 | 0.00011416 | 0 | 0.1217 | 0.2971 | 0.0001 | 0.13333 | 0.0020606 | 0
487 | 1 | 0.00014803 | 0.00031615 | 0 | 0.0001821 | 0.00011416 | 0 | 0.13771 | 0.2918 | 0.0001 | 0.13333 | 0.027465 | 0
488 | 1 | 0.00018229 | 0.00031529 | 0 | 0.0001586 | 0.00011416 | 0 | 0.1273 | 0.2913 | 0.0001 | 0.13333 | 0.21744 | 0
489 | 1 | 0.00019488 | 0.00030493 | 0 | 0.00014685 | 0.00011416 | 0.013895 | 0.1217 | 0.2929 | 0.0001 | 0.14167 | 0.26141 | 0.013895
490 | 1 | 0.00020063 | 0.00029116 | 0 | 0.00016448 | 0.00011416 | 0 | 0.10568 | 0.2745 | 0.0001 | 0.14167 | 0.14684 | 0
491 | 1 | 0.00019961 | 0.00027528 | 0 | 0.00018797 | 0.00011416 | 0 | 0.073659 | 0.2503 | 0.0001 | 0.14167 | 0.039572 | 0
492 | 1 | 0.00020423 | 0.00026111 | 0 | 0.00020677 | 0.00011416 | 0.26495 | 0.046437 | 0.2265 | 0.0001 | 0.14167 | 0.0013373 | 0.26495
493 | 1 | 0.00019792 | 0.0002524 | 0 | 0.00018797 | 0.00011416 | 0.15007 | 0.027222 | 0.2087 | 0.0001 | 0.14167 | 0.1154 | 0.15007
494 | 1 | 0.00019874 | 0.0002495 | 0 | 0.00019032 | 0.00011416 | 0.26084 | 0.021617 | 0.1985 | 0.0001 | 0.14167 | 0.46157 | 0.26084
495 | 1 | 0.0001917 | 0.00025828 | 0 | 0.00021382 | 0.00011416 | 0.35762 | 0.016813 | 0.1889 | 0.0001 | 0.14167 | 0.59791 | 0.35762
496 | 1 | 0.0001851 | 0.00029575 | 0 | 0.00022322 | 0.00011416 | 0.15024 | 0.018415 | 0.1795 | 0.0001 | 0.15 | 0.36456 | 0.15024
497 | 1 | 0.00018005 | 0.0003206 | 0 | 0.00022322 | 0.00011416 | 0 | 0.033627 | 0.1694 | 0.0001 | 0.15 | 0.10548 | 0
498 | 1 | 0.00020142 | 0.00032374 | 0 | 0.00016448 | 0.00011416 | 0 | 0.081665 | 0.1591 | 0.0001 | 0.15 | 0.0020606 | 0
499 | 1 | 0.00021225 | 0.00032581 | 0 | 0.00011748 | 0.00011416 | 0 | 0.13291 | 0.149 | 0.0001 | 0.15 | 0.027465 | 0
500 | 1 | 0.00019596 | 0.00032847 | 0 | 8.8113e-05 | 0.00011416 | 0 | 0.13851 | 0.1317 | 0.0001 | 0.14167 | 0.21744 | 0
501 | 1 | 0.00017135 | 0.00033281 | 0 | 5.8742e-05 | 0.00011416 | 0 | 0.11849 | 0.1061 | 0.0001 | 0.13333 | 0.26141 | 0
502 | 1 | 0.00014806 | 0.00033742 | 0 | 3.7595e-05 | 0.00011416 | 0 | 0.10328 | 0.0858 | 0.0001 | 0.14167 | 0.14684 | 0
503 | 1 | 0.00015133 | 0.00034135 | 0 | 2.3497e-05 | 0.00011416 | 0 | 0.097678 | 0.0766 | 0.0001 | 0.14167 | 0.039572 | 0
504 | 1 | 0.00014985 | 0.00034482 | 0 | 9.3987e-06 | 0.00011416 | 0 | 0.090472 | 0.0793 | 0.0001 | 0.13333 | 0.0013373 | 0
505 | 1 | 0.0001321 | 0.00034658 | 0 | 5.8742e-06 | 0.00011416 | 0 | 0.085669 | 0.096 | 0.0001 | 0.13333 | 0.11199 | 0
506 | 1 | 0.00011688 | 0.00034637 | 0 | 2.3497e-06 | 0.00011416 | 0 | 0.093675 | 0.1252 | 0.0001 | 0.13333 | 0.44895 | 0
507 | 1 | 9.9612e-05 | 0.00034381 | 0 | 1.1748e-06 | 0.00011416 | 0 | 0.10168 | 0.1577 | 0.0001 | 0.14167 | 0.58129 | 0
508 | 1 | 9.0972e-05 | 0.00034163 | 0 | 1.4098e-05 | 0.00011416 | 0 | 0.10969 | 0.1698 | 0.0001 | 0.14167 | 0.3547 | 0
509 | 1 | 8.9561e-05 | 0.00033845 | 0 | 3.7595e-05 | 0.00011416 | 0 | 0.10568 | 0.1653 | 0.0001 | 0.14167 | 0.10266 | 0
510 | 1 | 0.00010213 | 0.00033257 | 0 | 9.3987e-05 | 0.00011416 | 0 | 0.10088 | 0.1664 | 0.0001 | 0.14167 | 0.0020339 | 0
511 | 1 | 0.00014596 | 0.00032869 | 0 | 0.0001821 | 0.00011416 | 0 | 0.10168 | 0.1785 | 0.0001 | 0.14167 | 0.026323 | 0
512 | 1 | 0.0001827 | 0.00032845 | 0 | 0.0001586 | 0.00011416 | 0 | 0.076061 | 0.1971 | 0.0001 | 0.13333 | 0.21058 | 0
513 | 1 | 0.00019557 | 0.00031629 | 0 | 0.00014685 | 0.00011416 | 0.013427 | 0.086469 | 0.2137 | 0.0001 | 0.13333 | 0.25424 | 0.013427
514 | 1 | 0.00020031 | 0.00029955 | 0 | 0.00016448 | 0.00011416 | 0.0073989 | 0.070456 | 0.2048 | 0.0001 | 0.14167 | 0.14333 | 0.0073989
515 | 1 | 0.0002042 | 0.00028449 | 0 | 0.00018797 | 0.00011416 | 0 | 0.063251 | 0.1752 | 0.0001 | 0.14167 | 0.038885 | 0
516 | 1 | 0.00021057 | 0.00027442 | 0 | 0.00020677 | 0.00011416 | 0.025695 | 0.067254 | 0.1427 | 0.0001 | 0.14167 | 0.0013373 | 0.025695
517 | 1 | 0.00020624 | 0.00027088 | 0 | 0.00018797 | 0.00011416 | 0 | 0.076861 | 0.1239 | 0.0001 | 0.11667 | 0.10537 | 0
518 | 1 | 0.00020688 | 0.00027299 | 0 | 0.00019032 | 0.00011416 | 0.011611 | 0.079263 | 0.1175 | 0.0001 | 0.10833 | 0.42441 | 0.011611
519 | 1 | 0.00020401 | 0.00027964 | 0 | 0.00021382 | 0.00011416 | 0 | 0.071257 | 0.1218 | 0.0001 | 0.10833 | 0.54899 | 0
520 | 1 | 0.00020072 | 0.00029498 | 0 | 0.00022322 | 0.00011416 | 0 | 0.065653 | 0.136 | 0.0001 | 0.11667 | 0.33552 | 0
521 | 1 | 0.00019444 | 0.00031075 | 0 | 0.00022322 | 0.00011416 | 0 | 0.063251 | 0.1538 | 0.0001 | 0.11667 | 0.097183 | 0
522 | 1 | 0.00021361 | 0.00031513 | 0 | 0.00016448 | 0.00011416 | 0 | 0.08727 | 0.1643 | 0.0001 | 0.11667 | 0.0019813 | 0
523 | 1 | 0.00021939 | 0.00032072 | 0 | 0.00011748 | 0.00011416 | 0 | 0.098479 | 0.1543 | 0.0001 | 0.11667 | 0.024135 | 0
524 | 1 | 0.00020189 | 0.00032545 | 0 | 8.8113e-05 | 0.00011416 | 0 | 0.081665 | 0.1321 | 0.0001 | 0.10833 | 0.1973 | 0
525 | 1 | 0.00017795 | 0.00032807 | 0 | 5.8742e-05 | 0.00011416 | 0 | 0.07526 | 0.12 | 0.0001 | 0.10833 | 0.24031 | 0
526 | 1 | 0.00015582 | 0.00032828 | 0 | 3.7595e-05 | 0.00011416 | 0 | 0.088871 | 0.1257 | 0.0001 | 0.10833 | 0.13647 | 0
527 | 1 | 0.00016332 | 0.00032711 | 0 | 2.3497e-05 | 0.00011416 | 0 | 0.10088 | 0.1331 | 0.0001 | 0.10833 | 0.037535 | 0
528 | 1 | 0.00016446 | 0.00032835 | 0 | 9.3987e-06 | 0.00011416 | 0 | 0.076861 | 0.1207 | 0.0001 | 0.10833 | 0.0013373 | 0
529 | 1 | 0.00014082 | 0.00033091 | 0 | 5.8742e-06 | 0.00011416 | 0 | 0.052842 | 0.1008 | 0.0001 | 0.10833 | 0.095931 | 0
530 | 1 | 0.0001214 | 0.0003337 | 0 | 2.3497e-06 | 0.00011416 | 0 | 0.036029 | 0.0858 | 0.0001 | 0.10833 | 0.38931 | 0
531 | 1 | 0.00010866 | 0.00033356 | 0 | 1.1748e-06 | 0.00011416 | 0 | 0.028022 | 0.0743 | 0.0001 | 0.10833 | 0.50281 | 0
532 | 1 | 9.862e-05 | 0.00033435 | 0 | 1.4098e-05 | 0.00011416 | 0 | 0.018415 | 0.0609 | 0.0001 | 0.1 | 0.30805 | 0
533 | 1 | 9.7022e-05 | 0.00033576 | 0 | 3.7595e-05 | 0.00011416 | 0 | 0.016813 | 0.0468 | 0.0001 | 0.10833 | 0.089335 | 0
534 | 1 | 0.0001093 | 0.00033616 | 0 | 9.3987e-05 | 0.00011416 | 0 | 0.017614 | 0.0333 | 0.0001 | 0.1 | 0.0019042 | 0
535 | 1 | 0.00014946 | 0.000337 | 0 | 0.0001821 | 0.00011416 | 0 | 0.017614 | 0.0221 | 0.0001 | 0.1 | 0.021085 | 0
536 | 1 | 0.00018293 | 0.00033822 | 0 | 0.0001586 | 0.00011416 | 0 | 0.011209 | 0.0166 | 0.0001 | 0.1 | 0.17845 | 0
537 | 1 | 0.00019712 | 0.00032522 | 0 | 0.00014685 | 0.00011416 | 0.019467 | 0.0072058 | 0.0104 | 0.0001 | 0.1 | 0.22038 | 0.019467
538 | 1 | 0.000203 | 0.00030089 | 0 | 0.00016448 | 0.00011416 | 0.029183 | 0.0080064 | 0.0024 | 0.0001 | 0.125 | 0.1266 | 0.029183
539 | 1 | 0.00020627 | 0.00027568 | 0 | 0.00018797 | 0.00011416 | 0.006084 | 0.0080064 | 0.0003 | 0.0001 | 0.125 | 0.03557 | 0.006084
540 | 1 | 0.00021198 | 0.00025697 | 0 | 0.00020677 | 0.00011416 | 0.050945 | 0.0064051 | 0.0032 | 0.0001 | 0.14167 | 0.0013373 | 0.050945
541 | 1 | 0.00020263 | 0.00024885 | 0 | 0.00018797 | 0.00011416 | 0.061219 | 0.0032026 | 0.0116 | 0.0001 | 0.15 | 0.084249 | 0.061219
542 | 1 | 0.00020097 | 0.00024943 | 0 | 0.00019032 | 0.00011416 | 0.52574 | 0.0024019 | 0.0381 | 0.0001 | 0.13333 | 0.34559 | 0.52574
543 | 1 | 0.00019435 | 0.00025973 | 0 | 0.00021382 | 0.00011416 | 0.44702 | 0.0024019 | 0.0714 | 0.0001 | 0.14167 | 0.44538 | 0.44702
544 | 1 | 0.00018424 | 0.00029028 | 0 | 0.00022322 | 0.00011416 | 0.25913 | 0.0024019 | 0.1161 | 0.0001 | 0.13333 | 0.27383 | 0.25913
545 | 1 | 0.00017884 | 0.0003139 | 0 | 0.00022322 | 0.00011416 | 0 | 0.0040032 | 0.1733 | 0.0001 | 0.14167 | 0.079544 | 0
546 | 1 | 0.00019618 | 0.00032812 | 0 | 0.00016448 | 0.00011416 | 0 | 0.0072058 | 0.2475 | 0.0001 | 0.15 | 0.0018044 | 0
547 | 1 | 0.00020109 | 0.00033976 | 0 | 0.00011748 | 0.00011416 | 0 | 0.01201 | 0.3239 | 0.0001 | 0.14167 | 0.017434 | 0
548 | 1 | 0.00018268 | 0.00034444 | 0 | 8.8113e-05 | 0.00011416 | 0 | 0.03763 | 0.401 | 0.0001 | 0.14167 | 0.15523 | 0
549 | 1 | 0.00016372 | 0.00034325 | 0 | 5.8742e-05 | 0.00011416 | 0 | 0.072058 | 0.4779 | 0.0001 | 0.13333 | 0.19557 | 0
550 | 1 | 0.0001439 | 0.00033826 | 0 | 3.7595e-05 | 0.00011416 | 0 | 0.084868 | 0.555 | 0.0001 | 0.13333 | 0.11419 | 0
551 | 1 | 0.00015749 | 0.00033327 | 0 | 2.3497e-05 | 0.00011416 | 0 | 0.10408 | 0.6266 | 0.0001 | 0.14167 | 0.033057 | 0
552 | 1 | 0.00016043 | 0.00032936 | 0 | 9.3987e-06 | 0.00011416 | 0 | 0.14091 | 0.6896 | 0.0001 | 0.13333 | 0.0013373 | 0
553 | 1 | 0.00013732 | 0.00032889 | 0 | 5.8742e-06 | 0.00011416 | 0 | 0.21217 | 0.7311 | 0.0001 | 0.13333 | 0.068568 | 0
554 | 1 | 0.00011675 | 0.0003291 | 0 | 2.3497e-06 | 0.00011416 | 0 | 0.31865 | 0.7524 | 0.0001 | 0.13333 | 0.28635 | 0
555 | 1 | 0.00010171 | 0.00032588 | 0 | 1.1748e-06 | 0.00011416 | 0 | 0.35468 | 0.7166 | 0.0001 | 0.13333 | 0.36769 | 0
556 | 1 | 9.0861e-05 | 0.00031983 | 0 | 1.4098e-05 | 0.00011416 | 0 | 0.38831 | 0.6191 | 0.0001 | 0.13333 | 0.22739 | 0
557 | 1 | 8.4502e-05 | 0.00031255 | 0 | 3.7595e-05 | 0.00011416 | 0 | 0.41873 | 0.4725 | 0.0001 | 0.13333 | 0.066242 | 0
558 | 1 | 8.4792e-05 | 0.00030526 | 0 | 9.3987e-05 | 0.00011416 | 0 | 0.42594 | 0.4907 | 0.0001 | 0.13333 | 0.0016614 | 0
559 | 1 | 9.2177e-05 | 0.00029716 | 0 | 0.0001821 | 0.00011416 | 0 | 0.38431 | 0.7241 | 0.0001 | 0.13333 | 0.012788 | 0
560 | 1 | 0.00010285 | 0.00028763 | 0 | 0.0001586 | 0.00011416 | 0 | 0.30344 | 0.7723 | 0.0001 | 0.13333 | 0.12432 | 0
561 | 1 | 0.00013004 | 0.00027259 | 0 | 0.00014685 | 0.00011416 | 0.21313 | 0.29223 | 0.7746 | 0.0001 | 0.13333 | 0.16196 | 0.21313
562 | 1 | 0.00015388 | 0.00025496 | 0 | 0.00016448 | 0.00011416 | 0.0071871 | 0.27862 | 0.7796 | 0.0001 | 0.14167 | 0.097148 | 0.0071871
563 | 1 | 0.00016753 | 0.00023835 | 0 | 0.00018797 | 0.00011416 | 0 | 0.23779 | 0.7716 | 0.0001 | 0.14167 | 0.029515 | 0
564 | 1 | 0.00017239 | 0.00022547 | 0 | 0.00020677 | 0.00011416 | 0 | 0.20096 | 0.7479 | 0.0001 | 0.14167 | 0.0013373 | 0
565 | 1 | 0.00016418 | 0.00021931 | 0 | 0.00018797 | 0.00011416 | 0 | 0.22098 | 0.7167 | 0.0001 | 0.14167 | 0.057093 | 0
566 | 1 | 0.00015534 | 0.0002194 | 0 | 0.00019032 | 0.00011416 | 0 | 0.30504 | 0.693 | 0.0001 | 0.14167 | 0.24249 | 0
567 | 1 | 0.00014548 | 0.00022547 | 0 | 0.00021382 | 0.00011416 | 0.0031534 | 0.36029 | 0.6759 | 0.0001 | 0.14167 | 0.31032 | 0.0031534
568 | 1 | 0.00013887 | 0.0002379 | 0 | 0.00022322 | 0.00011416 | 0 | 0.33787 | 0.6365 | 0.0001 | 0.13333 | 0.19297 | 0
569 | 1 | 0.00013502 | 0.00025046 | 0 | 0.00022322 | 0.00011416 | 0 | 0.31865 | 0.5986 | 0.0001 | 0.14167 | 0.056361 | 0
570 | 1 | 0.00015643 | 0.00025667 | 0 | 0.00016448 | 0.00011416 | 0 | 0.29864 | 0.5571 | 0.0001 | 0.14167 | 0.0015481 | 0
571 | 1 | 0.00017138 | 0.00026264 | 0 | 0.00011748 | 0.00011416 | 0 | 0.29063 | 0.5272 | 0.0001 | 0.14167 | 0.0096143 | 0
572 | 1 | 0.00015719 | 0.00027098 | 0 | 8.8113e-05 | 0.00011416 | 0 | 0.245 | 0.493 | 0.0001 | 0.13333 | 0.10194 | 0
573 | 1 | 0.00013633 | 0.00028053 | 0 | 5.8742e-05 | 0.00011416 | 0 | 0.21697 | 0.4616 | 0.0001 | 0.13333 | 0.13708 | 0
574 | 1 | 0.00011704 | 0.0002891 | 0 | 3.7595e-05 | 0.00011416 | 0 | 0.18655 | 0.4447 | 0.0001 | 0.13333 | 0.084313 | 0
575 | 1 | 0.0001224 | 0.000295 | 0 | 2.3497e-05 | 0.00011416 | 0 | 0.16813 | 0.4148 | 0.0001 | 0.13333 | 0.026764 | 0
576 | 1 | 0.00013203 | 0.00029885 | 0 | 9.3987e-06 | 0.00011416 | 0 | 0.14892 | 0.3772 | 0.0001 | 0.13333 | 0.0013373 | 0
577 | 1 | 0.00011153 | 0.00030053 | 0 | 5.8742e-06 | 0.00011416 | 0 | 0.1297 | 0.3373 | 0.0001 | 0.13333 | 0.04329 | 0
578 | 1 | 9.2225e-05 | 0.00029906 | 0 | 2.3497e-06 | 0.00011416 | 0 | 0.1233 | 0.2975 | 0.0001 | 0.13333 | 0.18897 | 0
579 | 1 | 8.006e-05 | 0.00029767 | 0 | 1.1748e-06 | 0.00011416 | 0 | 0.1233 | 0.2609 | 0.0001 | 0.13333 | 0.2405 | 0
580 | 1 | 7.2751e-05 | 0.00029287 | 0 | 1.4098e-05 | 0.00011416 | 0 | 0.10969 | 0.2254 | 0.0001 | 0.13333 | 0.15088 | 0
581 | 1 | 6.6325e-05 | 0.00028287 | 0 | 3.7595e-05 | 0.00011416 | 0 | 0.10168 | 0.2026 | 0.0001 | 0.13333 | 0.044255 | 0
582 | 1 | 6.2141e-05 | 0.00027641 | 0 | 9.3987e-05 | 0.00011416 | 0 | 0.096878 | 0.1813 | 0.0001 | 0.13333 | 0.0013984 | 0
583 | 1 | 6.7717e-05 | 0.00027297 | 0 | 0.0001821 | 0.00011416 | 0 | 0.10008 | 0.1565 | 0.0001 | 0.13333 | 0.006123 | 0
584 | 1 | 7.0406e-05 | 0.00027077 | 0 | 0.0001586 | 0.00011416 | 0 | 0.10729 | 0.1393 | 0.0001 | 0.13333 | 0.07537 | 0
585 | 1 | 8.8078e-05 | 0.00025674 | 0 | 0.00014685 | 0.00011416 | 0.042399 | 0.1217 | 0.1462 | 0.0001 | 0.13333 | 0.10674 | 0.042399
586 | 1 | 0.00010964 | 0.00024203 | 0 | 0.00016448 | 0.00011416 | 0.014174 | 0.1209 | 0.167 | 0.0001 | 0.14167 | 0.068319 | 0.014174
587 | 1 | 0.0001269 | 0.00023036 | 0 | 0.00018797 | 0.00011416 | 0.011923 | 0.11449 | 0.1974 | 0.0001 | 0.14167 | 0.023208 | 0.011923
588 | 1 | 0.0001417 | 0.00021997 | 0 | 0.00020677 | 0.00011416 | 0.013895 | 0.10889 | 0.2268 | 0.0001 | 0.14167 | 0.0013373 | 0.013895
589 | 1 | 0.00014716 | 0.00021341 | 0 | 0.00018797 | 0.00011416 | 0.0082011 | 0.090472 | 0.2498 | 0.0001 | 0.14167 | 0.033399 | 0.0082011
590 | 1 | 0.00013516 | 0.00021425 | 0 | 0.00019032 | 0.00011416 | 0 | 0.091273 | 0.2479 | 0.0001 | 0.14167 | 0.1499 | 0
591 | 1 | 0.00012122 | 0.00022824 | 0 | 0.00021382 | 0.00011416 | 0.049719 | 0.093675 | 0.2649 | 0.0001 | 0.14167 | 0.18973 | 0.049719
592 | 1 | 0.00011447 | 0.00024566 | 0 | 0.00022322 | 0.00011416 | 0.082067 | 0.084868 | 0.278 | 0.0001 | 0.14167 | 0.12009 | 0.082067
593 | 1 | 0.00011142 | 0.00025369 | 0 | 0.00022322 | 0.00011416 | 0 | 0.084868 | 0.2833 | 0.0001 | 0.14167 | 0.035373 | 0
594 | 1 | 0.00013179 | 0.00025341 | 0 | 0.00016448 | 0.00011416 | 0 | 0.097678 | 0.2865 | 0.0001 | 0.14167 | 0.0012781 | 0
595 | 1 | 0.00015481 | 0.00025283 | 0 | 0.00011748 | 0.00011416 | 0 | 0.1273 | 0.288 | 0.0001 | 0.14167 | 0.0039066 | 0
596 | 1 | 0.00015009 | 0.00025205 | 0 | 8.8113e-05 | 0.00011416 | 0 | 0.14091 | 0.2916 | 0.0001 | 0.13333 | 0.056654 | 0
597 | 1 | 0.00013605 | 0.00025275 | 0 | 5.8742e-05 | 0.00011416 | 0 | 0.14412 | 0.3023 | 0.0001 | 0.13333 | 0.084599 | 0
598 | 1 | 0.00011599 | 0.00025336 | 0 | 3.7595e-05 | 0.00011416 | 0 | 0.15292 | 0.3221 | 0.0001 | 0.13333 | 0.056337 | 0
599 | 1 | 0.00012181 | 0.00025317 | 0 | 2.3497e-05 | 0.00011416 | 0 | 0.19936 | 0.3411 | 0.0001 | 0.13333 | 0.020423 | 0
600 | 1 | 0.0001217 | 0.00025268 | 0 | 9.3987e-06 | 0.00011416 | 0 | 0.245 | 0.347 | 0.0001 | 0.13333 | 0.0013373 | 0
601 | 1 | 9.9521e-05 | 0.0002509 | 0 | 5.8742e-06 | 0.00011416 | 0 | 0.28343 | 0.3472 | 0.0001 | 0.14167 | 0.023914 | 0
602 | 1 | 8.7976e-05 | 0.00024685 | 0 | 2.3497e-06 | 0.00011416 | 0 | 0.26501 | 0.3561 | 0.0001 | 0.14167 | 0.11161 | 0
603 | 1 | 7.441e-05 | 0.0002413 | 0 | 1.1748e-06 | 0.00011416 | 0 | 0.17854 | 0.3465 | 0.0001 | 0.14167 | 0.14018 | 0
604 | 1 | 6.5478e-05 | 0.00023687 | 0 | 1.4098e-05 | 0.00011416 | 0 | 0.14572 | 0.3454 | 0.0001 | 0.14167 | 0.089831 | 0
605 | 1 | 7.0082e-05 | 0.00023435 | 0 | 3.7595e-05 | 0.00011416 | 0 | 0.15452 | 0.3718 | 0.0001 | 0.14167 | 0.026617 | 0
606 | 1 | 9.0048e-05 | 0.00023186 | 0 | 9.3987e-05 | 0.00011416 | 0 | 0.18094 | 0.4017 | 0.0001 | 0.14167 | 0.0011466 | 0
607 | 1 | 0.00013433 | 0.00022746 | 0 | 0.0001821 | 0.00011416 | 0 | 0.20817 | 0.4302 | 0.0001 | 0.14167 | 0.0020875 | 0
608 | 1 | 0.00017337 | 0.00022306 | 0 | 0.0001586 | 0.00011416 | 0 | 0.20657 | 0.5354 | 0.0001 | 0.14167 | 0.039075 | 0
609 | 1 | 0.00018899 | 0.00021762 | 0 | 0.00014685 | 0.00011416 | 0.00585 | 0.20096 | 0.501 | 0.0001 | 0.15 | 0.062917 | 0.00585
610 | 1 | 0.00019372 | 0.0002102 | 0 | 0.00016448 | 0.00011416 | 0 | 0.19456 | 0.4678 | 0.0001 | 0.16667 | 0.044234 | 0
611 | 1 | 0.00019788 | 0.00020448 | 0 | 0.00018797 | 0.00011416 | 0 | 0.20176 | 0.4522 | 0.0001 | 0.18333 | 0.017467 | 0
612 | 1 | 0.00020359 | 0.00019875 | 0 | 0.00020677 | 0.00011416 | 0 | 0.20977 | 0.5373 | 0.0001 | 0.18333 | 0.0013373 | 0
613 | 1 | 0.00019525 | 0.00019275 | 0 | 0.00018797 | 0.00011416 | 0 | 0.18735 | 0.5331 | 0.0001 | 0.18333 | 0.018372 | 0
614 | 1 | 0.00019625 | 0.00018519 | 0 | 0.00019032 | 0.00011416 | 0 | 0.19456 | 0.517 | 0.0001 | 0.18333 | 0.088676 | 0
615 | 1 | 0.00019095 | 0.00018472 | 0 | 0.00021382 | 0.00011416 | 0 | 0.20016 | 0.5386 | 0.0001 | 0.18333 | 0.11065 | 0
616 | 1 | 0.00018664 | 0.00019308 | 0 | 0.00022322 | 0.00011416 | 0.012012 | 0.23058 | 0.5791 | 0.0001 | 0.175 | 0.071659 | 0.012012
617 | 1 | 0.00018493 | 0.00020961 | 0 | 0.00022322 | 0.00011416 | 0 | 0.27622 | 0.6392 | 0.0001 | 0.15 | 0.021338 | 0
618 | 1 | 0.00019772 | 0.00022379 | 0 | 0.00016448 | 0.00011416 | 0 | 0.28183 | 0.6779 | 0.0001 | 0.175 | 0.0010584 | 0
619 | 1 | 0.00020922 | 0.00023105 | 0 | 0.00011748 | 0.00011416 | 0 | 0.31865 | 0.6871 | 0.0001 | 0.16667 | 0.0012111 | 0
620 | 1 | 0.00018775 | 0.00023744 | 0 | 8.8113e-05 | 0.00011416 | 0 | 0.34988 | 0.658 | 0.0001 | 0.16667 | 0.029044 | 0
621 | 1 | 0.00016456 | 0.00024776 | 0 | 5.8742e-05 | 0.00011416 | 0 | 0.31065 | 0.6738 | 0.0001 | 0.18333 | 0.049941 | 0
622 | 1 | 0.00014038 | 0.0002502 | 0 | 3.7595e-05 | 0.00011416 | 0 | 0.33467 | 0.6329 | 0.0001 | 0.18333 | 0.036744 | 0
623 | 1 | 0.00014689 | 0.00025084 | 0 | 2.3497e-05 | 0.00011416 | 0 | 0.30024 | 0.5921 | 0.0001 | 0.175 | 0.01554 | 0
624 | 1 | 0.00014283 | 0.00025055 | 0 | 9.3987e-06 | 0.00011416 | 0 | 0.27222 | 0.5529 | 0.0001 | 0.175 | 0.0013373 | 0
625 | 1 | 0.00011885 | 0.00025144 | 0 | 5.8742e-06 | 0.00011416 | 0 | 0.25861 | 0.5016 | 0.0001 | 0.16667 | 0.015499 | 0
626 | 1 | 0.00010144 | 0.00025798 | 0 | 2.3497e-06 | 0.00011416 | 0 | 0.23779 | 0.4281 | 0.0001 | 0.175 | 0.076556 | 0
627 | 1 | 8.9036e-05 | 0.0002635 | 0 | 1.1748e-06 | 0.00011416 | 0 | 0.23699 | 0.3813 | 0.0001 | 0.175 | 0.095102 | 0
628 | 1 | 8.2289e-05 | 0.00026847 | 0 | 1.4098e-05 | 0.00011416 | 0 | 0.22658 | 0.3342 | 0.0001 | 0.175 | 0.062032 | 0
629 | 1 | 8.3961e-05 | 0.00026987 | 0 | 3.7595e-05 | 0.00011416 | 0 | 0.21457 | 0.3281 | 0.0001 | 0.175 | 0.018534 | 0
630 | 1 | 9.6871e-05 | 0.00026079 | 0 | 9.3987e-05 | 0.00011416 | 0 | 0.21297 | 0.3286 | 0.0001 | 0.16667 | 0.0010078 | 0
631 | 1 | 0.00014002 | 0.00025423 | 0 | 0.0001821 | 0.00011416 | 0 | 0.21297 | 0.3391 | 0.0001 | 0.16667 | 0.00082711 | 0
632 | 1 | 0.00017536 | 0.00025036 | 0 | 0.0001586 | 0.00011416 | 0 | 0.16413 | 0.3205 | 0.0001 | 0.16667 | 0.023942 | 0
633 | 1 | 0.00018405 | 0.00023872 | 0 | 0.00014685 | 0.00011416 | 0.011321 | 0.1297 | 0.2874 | 0.0001 | 0.16667 | 0.043087 | 0.011321
634 | 1 | 0.00018525 | 0.00022598 | 0 | 0.00016448 | 0.00011416 | 0.15822 | 0.1233 | 0.2417 | 0.0001 | 0.16667 | 0.032684 | 0.15822
635 | 1 | 0.00018955 | 0.00021291 | 0 | 0.00018797 | 0.00011416 | 0.14596 | 0.11049 | 0.2075 | 0.0001 | 0.175 | 0.014455 | 0.14596
636 | 1 | 0.0001954 | 0.00020142 | 0 | 0.00020677 | 0.00011416 | 0 | 0.084067 | 0.176 | 0.0001 | 0.175 | 0.0013373 | 0
637 | 1 | 0.00018933 | 0.00019346 | 0 | 0.00018797 | 0.00011416 | 0 | 0.080865 | 0.176 | 0.0001 | 0.18333 | 0.01376 | 0
638 | 1 | 0.00018977 | 0.00018987 | 0 | 0.00019032 | 0.00011416 | 0.0055157 | 0.084067 | 0.1824 | 0.0001 | 0.18333 | 0.069123 | 0.0055157
639 | 1 | 0.00018479 | 0.00019477 | 0 | 0.00021382 | 0.00011416 | 0.099795 | 0.078463 | 0.177 | 0.0001 | 0.18333 | 0.08559 | 0.099795
640 | 1 | 0.00017713 | 0.00021969 | 0 | 0.00022322 | 0.00011416 | 0.14451 | 0.085669 | 0.1543 | 0.0001 | 0.175 | 0.056119 | 0.14451
641 | 1 | 0.000171 | 0.00024336 | 0 | 0.00022322 | 0.00011416 | 0 | 0.080865 | 0.1338 | 0.0001 | 0.18333 | 0.016808 | 0
642 | 1 | 0.00019069 | 0.00024889 | 0 | 0.00016448 | 0.00011416 | 0 | 0.10649 | 0.1358 | 0.0001 | 0.18333 | 0.00097493 | 0
643 | 1 | 0.00020783 | 0.00025226 | 0 | 0.00011748 | 0.00011416 | 0 | 0.1193 | 0.1419 | 0.0001 | 0.175 | 0.00062252 | 0
644 | 1 | 0.00019214 | 0.00024287 | 0 | 8.8113e-05 | 0.00011416 | 0 | 0.10408 | 0.1383 | 0.0001 | 0.175 | 0.020896 | 0
645 | 1 | 0.00016799 | 0.0002369 | 0 | 5.8742e-05 | 0.00011416 | 0 | 0.081665 | 0.1518 | 0.0001 | 0.175 | 0.038885 | 0
646 | 1 | 0.00014712 | 0.00023186 | 0 | 3.7595e-05 | 0.00011416 | 0 | 0.092874 | 0.1991 | 0.0001 | 0.175 | 0.030151 | 0
647 | 1 | 0.00015018 | 0.00022774 | 0 | 2.3497e-05 | 0.00011416 | 0 | 0.1193 | 0.2638 | 0.0001 | 0.16667 | 0.01376 | 0
648 | 1 | 0.00014858 | 0.0002257 | 0 | 9.3987e-06 | 0.00011416 | 0 | 0.1305 | 0.3443 | 0.0001 | 0.16667 | 0.0013373 | 0
649 | 1 | 0.0001261 | 0.00022701 | 0 | 5.8742e-06 | 0.00011416 | 0 | 0.16974 | 0.4105 | 0.0001 | 0.175 | 0.014612 | 0
650 | 1 | 0.00010761 | 0.00022915 | 0 | 2.3497e-06 | 0.00011416 | 0 | 0.18255 | 0.4407 | 0.0001 | 0.175 | 0.072776 | 0
651 | 1 | 9.6176e-05 | 0.00023104 | 0 | 1.1748e-06 | 0.00011416 | 0 | 0.22818 | 0.5361 | 0.0001 | 0.175 | 0.090263 | 0
652 | 1 | 8.8592e-05 | 0.00023198 | 0 | 1.4098e-05 | 0.00011416 | 0 | 0.30184 | 0.6492 | 0.0001 | 0.175 | 0.059026 | 0
653 | 1 | 8.7862e-05 | 0.00022906 | 0 | 3.7595e-05 | 0.00011416 | 0 | 0.32666 | 0.6712 | 0.0001 | 0.175 | 0.017657 | 0
654 | 1 | 0.00010255 | 0.00022275 | 0 | 9.3987e-05 | 0.00011416 | 0 | 0.40592 | 0.7098 | 0.0001 | 0.16667 | 0.00099127 | 0
655 | 1 | 0.00014235 | 0.00021838 | 0 | 0.0001821 | 0.00011416 | 0 | 0.48038 | 0.775 | 0.0001 | 0.175 | 0.00071998 | 0
656 | 1 | 0.00017585 | 0.00021653 | 0 | 0.0001586 | 0.00011416 | 0 | 0.51962 | 0.834 | 0.0001 | 0.175 | 0.022384 | 0
657 | 1 | 0.00019033 | 0.00021386 | 0 | 0.00014685 | 0.00011416 | 0.021896 | 0.57806 | 0.8968 | 0.0001 | 0.18333 | 0.04095 | 0.021896
658 | 1 | 0.00019315 | 0.00021113 | 0 | 0.00016448 | 0.00011416 | 0 | 0.61169 | 0.9431 | 0.0001 | 0.175 | 0.0314 | 0
659 | 1 | 0.00019431 | 0.00021256 | 0 | 0.00018797 | 0.00011416 | 0 | 0.69095 | 0.9626 | 0.0001 | 0.18333 | 0.014105 | 0
660 | 1 | 0.00019866 | 0.00021205 | 0 | 0.00020677 | 0.00011416 | 0.062177 | 0.76781 | 0.9723 | 0.0001 | 0.16667 | 0.0013373 | 0.062177
661 | 1 | 0.00019497 | 0.00020734 | 0 | 0.00018797 | 0.00011416 | 0 | 0.79984 | 0.9669 | 0.0001 | 0.18333 | 0.017378 | 0
662 | 1 | 0.00019933 | 0.00019994 | 0 | 0.00019032 | 0.00011416 | 0 | 0.80384 | 0.9594 | 0.0001 | 0.18333 | 0.084504 | 0
663 | 1 | 0.00019895 | 0.00019139 | 0 | 0.00021382 | 0.00011416 | 0 | 0.80624 | 0.9696 | 0.0001 | 0.18333 | 0.10529 | 0
664 | 1 | 0.00019931 | 0.00018664 | 0 | 0.00022322 | 0.00011416 | 0 | 0.80785 | 0.961 | 0.0001 | 0.16667 | 0.068347 | 0
665 | 1 | 0.0001973 | 0.00019486 | 0 | 0.00022322 | 0.00011416 | 0 | 0.79183 | 0.9556 | 0.0001 | 0.175 | 0.020374 | 0
666 | 1 | 0.00020962 | 0.00021285 | 0 | 0.00016448 | 0.00011416 | 0 | 0.76301 | 0.9451 | 0.0001 | 0.175 | 0.0010414 | 0
667 | 1 | 0.00021177 | 0.00023133 | 0 | 0.00011748 | 0.00011416 | 0 | 0.60128 | 0.9298 | 0.0001 | 0.175 | 0.0010722 | 0
668 | 1 | 0.00019064 | 0.00024512 | 0 | 8.8113e-05 | 0.00011416 | 0 | 0.53163 | 0.8935 | 0.0001 | 0.175 | 0.02727 | 0
669 | 1 | 0.00016616 | 0.00025639 | 0 | 5.8742e-05 | 0.00011416 | 0 | 0.50841 | 0.8724 | 0.0001 | 0.175 | 0.047581 | 0
670 | 1 | 0.00014498 | 0.00026456 | 0 | 3.7595e-05 | 0.00011416 | 0 | 0.55564 | 0.8904 | 0.0001 | 0.16667 | 0.035355 | 0
671 | 1 | 0.00015084 | 0.00027049 | 0 | 2.3497e-05 | 0.00011416 | 0 | 0.57806 | 0.9127 | 0.0001 | 0.16667 | 0.015172 | 0
672 | 1 | 0.00014977 | 0.00027236 | 0 | 9.3987e-06 | 0.00011416 | 0 | 0.56045 | 0.926 | 0.0001 | 0.175 | 0.0013373 | 0
673 | 1 | 0.00012744 | 0.00027233 | 0 | 5.8742e-06 | 0.00011416 | 0 | 0.59007 | 0.9302 | 0.0001 | 0.175 | 0.022727 | 0
674 | 1 | 0.00011186 | 0.0002655 | 0 | 2.3497e-06 | 0.00011416 | 0 | 0.57806 | 0.9313 | 0.0001 | 0.175 | 0.10674 | 0
675 | 1 | 9.9556e-05 | 0.00026289 | 0 | 1.1748e-06 | 0.00011416 | 0 | 0.60929 | 0.9232 | 0.0001 | 0.16667 | 0.1339 | 0
676 | 1 | 9.0016e-05 | 0.00026231 | 0 | 1.4098e-05 | 0.00011416 | 0 | 0.6269 | 0.9148 | 0.0001 | 0.16667 | 0.085976 | 0
677 | 1 | 8.8881e-05 | 0.00026179 | 0 | 3.7595e-05 | 0.00011416 | 0 | 0.65572 | 0.9086 | 0.0001 | 0.16667 | 0.025498 | 0
678 | 1 | 0.00010097 | 0.00026159 | 0 | 9.3987e-05 | 0.00011416 | 0 | 0.68615 | 0.8862 | 0.0001 | 0.16667 | 0.0011286 | 0
679 | 1 | 0.00014043 | 0.00025978 | 0 | 0.0001821 | 0.00011416 | 0 | 0.66693 | 0.8673 | 0.0001 | 0.15833 | 0.0018864 | 0
680 | 1 | 0.00017761 | 0.00025515 | 0 | 0.0001586 | 0.00011416 | 0 | 0.63811 | 0.852 | 0.0001 | 0.15833 | 0.036909 | 0
681 | 1 | 0.0001869 | 0.00024683 | 0 | 0.00014685 | 0.00011416 | 0.052951 | 0.65492 | 0.8363 | 0.0001 | 0.16667 | 0.060161 | 0.052951
682 | 1 | 0.00018947 | 0.00023273 | 0 | 0.00016448 | 0.00011416 | 0.063414 | 0.6221 | 0.809 | 0.0001 | 0.175 | 0.042662 | 0.063414
683 | 1 | 0.00019014 | 0.00021612 | 0 | 0.00018797 | 0.00011416 | 0.091416 | 0.59167 | 0.783 | 0.0001 | 0.18333 | 0.01707 | 0.091416
684 | 1 | 0.00019663 | 0.00020395 | 0 | 0.00020677 | 0.00011416 | 0 | 0.6293 | 0.783 | 0.0001 | 0.175 | 0.0013373 | 0
685 | 1 | 0.00018744 | 0.00019921 | 0 | 0.00018797 | 0.00011416 | 0 | 0.56365 | 0.7817 | 0.0001 | 0.175 | 0.029075 | 0
686 | 1 | 0.00018542 | 0.00020599 | 0 | 0.00019032 | 0.00011416 | 0 | 0.51882 | 0.746 | 0.0001 | 0.175 | 0.13256 | 0
687 | 1 | 0.00018013 | 0.00022175 | 0 | 0.00021382 | 0.00011416 | 0.011778 | 0.42034 | 0.6936 | 0.0001 | 0.175 | 0.16727 | 0.011778
688 | 1 | 0.00017871 | 0.0002368 | 0 | 0.00022322 | 0.00011416 | 0.0074434 | 0.39792 | 0.6325 | 0.0001 | 0.16667 | 0.1064 | 0.0074434
689 | 1 | 0.00017566 | 0.00024465 | 0 | 0.00022322 | 0.00011416 | 0 | 0.41793 | 0.5861 | 0.0001 | 0.16667 | 0.031417 | 0
690 | 1 | 0.00019353 | 0.00024617 | 0 | 0.00016448 | 0.00011416 | 0 | 0.41393 | 0.5821 | 0.0001 | 0.16667 | 0.0012206 | 0
691 | 1 | 0.00020558 | 0.00024578 | 0 | 0.00011748 | 0.00011416 | 0 | 0.29704 | 0.5687 | 0.0001 | 0.16667 | 0.0030341 | 0
692 | 1 | 0.00018747 | 0.00024889 | 0 | 8.8113e-05 | 0.00011416 | 0 | 0.22338 | 0.5837 | 0.0001 | 0.16667 | 0.048587 | 0
693 | 1 | 0.00016478 | 0.00025585 | 0 | 5.8742e-05 | 0.00011416 | 0 | 0.18415 | 0.5957 | 0.0001 | 0.16667 | 0.074782 | 0
694 | 1 | 0.00014455 | 0.00026453 | 0 | 3.7595e-05 | 0.00011416 | 0 | 0.17454 | 0.6139 | 0.0001 | 0.16667 | 0.050911 | 0
695 | 1 | 0.00015356 | 0.00027423 | 0 | 2.3497e-05 | 0.00011416 | 0 | 0.20576 | 0.6326 | 0.0001 | 0.16667 | 0.019119 | 0
696 | 1 | 0.00015251 | 0.00028109 | 0 | 9.3987e-06 | 0.00011416 | 0 | 0.30024 | 0.6157 | 0.0001 | 0.16667 | 0.0013373 | 0
697 | 1 | 0.00013292 | 0.00028515 | 0 | 5.8742e-06 | 0.00011416 | 0 | 0.33066 | 0.5624 | 0.0001 | 0.16667 | 0.036507 | 0
698 | 1 | 0.00011614 | 0.00028786 | 0 | 2.3497e-06 | 0.00011416 | 0 | 0.38431 | 0.463 | 0.0001 | 0.16667 | 0.16225 | 0
699 | 1 | 0.00010137 | 0.0002896 | 0 | 1.1748e-06 | 0.00011416 | 0 | 0.35869 | 0.338 | 0.0001 | 0.16667 | 0.20577 | 0
700 | 1 | 9.3569e-05 | 0.00028974 | 0 | 1.4098e-05 | 0.00011416 | 0 | 0.35308 | 0.1947 | 0.0001 | 0.16667 | 0.12983 | 0
701 | 1 | 9.1147e-05 | 0.00028758 | 0 | 3.7595e-05 | 0.00011416 | 0 | 0.30584 | 0.0931 | 0.0001 | 0.16667 | 0.038187 | 0
702 | 1 | 0.0001055 | 0.00028697 | 0 | 9.3987e-05 | 0.00011416 | 0 | 0.28102 | 0.0371 | 0.0001 | 0.16667 | 0.0013174 | 0
703 | 1 | 0.00014249 | 0.00028868 | 0 | 0.0001821 | 0.00011416 | 0 | 0.18815 | 0.0198 | 0.0001 | 0.16667 | 0.0045725 | 0
704 | 1 | 0.00017791 | 0.00029042 | 0 | 0.0001586 | 0.00011416 | 0 | 0.14652 | 0.0316 | 0.0001 | 0.16667 | 0.062499 | 0
705 | 1 | 0.0001889 | 0.00027756 | 0 | 0.00014685 | 0.00011416 | 0.13322 | 0.14492 | 0.0482 | 0.0001 | 0.15 | 0.091599 | 0.13322
706 | 1 | 0.00020114 | 0.00026262 | 0 | 0.00016448 | 0.00011416 | 0.095327 | 0.17534 | 0.0634 | 0.0001 | 0.14167 | 0.060161 | 0.095327
707 | 1 | 0.00020539 | 0.00024769 | 0 | 0.00018797 | 0.00011416 | 0.031089 | 0.13131 | 0.0818 | 0.0001 | 0.15833 | 0.021325 | 0.031089
708 | 1 | 0.00020574 | 0.00023543 | 0 | 0.00020677 | 0.00011416 | 0.15123 | 0.08807 | 0.0953 | 0.0001 | 0.16667 | 0.0013373 | 0.15123
709 | 1 | 0.00019463 | 0.00022915 | 0 | 0.00018797 | 0.00011416 | 0.065264 | 0.059247 | 0.101 | 0.0001 | 0.16667 | 0.045108 | 0.065264
710 | 1 | 0.00019348 | 0.00022879 | 0 | 0.00019032 | 0.00011416 | 0.03744 | 0.061649 | 0.1193 | 0.0001 | 0.16667 | 0.19607 | 0.03744
711 | 1 | 0.00018397 | 0.00023465 | 0 | 0.00021382 | 0.00011416 | 0.090023 | 0.040032 | 0.1724 | 0.0001 | 0.15833 | 0.24976 | 0.090023
712 | 1 | 0.00017586 | 0.00025905 | 0 | 0.00022322 | 0.00011416 | 0 | 0.05044 | 0.2624 | 0.0001 | 0.15 | 0.15647 | 0
713 | 1 | 0.00016972 | 0.00028226 | 0 | 0.00022322 | 0.00011416 | 0 | 0.068054 | 0.3517 | 0.0001 | 0.15833 | 0.045866 | 0
714 | 1 | 0.00018356 | 0.00028343 | 0 | 0.00016448 | 0.00011416 | 0 | 0.096077 | 0.4123 | 0.0001 | 0.16667 | 0.0014192 | 0
715 | 1 | 0.00019318 | 0.00028002 | 0 | 0.00011748 | 0.00011416 | 0 | 0.11449 | 0.4542 | 0.0001 | 0.16667 | 0.0065588 | 0
716 | 1 | 0.00017603 | 0.00027828 | 0 | 8.8113e-05 | 0.00011416 | 0 | 0.15052 | 0.4905 | 0.0001 | 0.16667 | 0.078843 | 0
717 | 1 | 0.00015592 | 0.00027671 | 0 | 5.8742e-05 | 0.00011416 | 0 | 0.16253 | 0.5164 | 0.0001 | 0.15833 | 0.11077 | 0
718 | 1 | 0.00013435 | 0.00027351 | 0 | 3.7595e-05 | 0.00011416 | 0 | 0.16333 | 0.5018 | 0.0001 | 0.14167 | 0.070468 | 0
719 | 1 | 0.00014642 | 0.00027018 | 0 | 2.3497e-05 | 0.00011416 | 0 | 0.19055 | 0.4688 | 0.0001 | 0.14167 | 0.023696 | 0
720 | 1 | 0.00015124 | 0.00026889 | 0 | 9.3987e-06 | 0.00011416 | 0 | 0.20416 | 0.4242 | 0.0001 | 0.15 | 0.0013373 | 0
721 | 1 | 0.00013068 | 0.00026953 | 0 | 5.8742e-06 | 0.00011416 | 0 | 0.18975 | 0.3739 | 0.0001 | 0.15 | 0.054964 | 0
722 | 1 | 0.0001091 | 0.00026964 | 0 | 2.3497e-06 | 0.00011416 | 0 | 0.21377 | 0.3284 | 0.0001 | 0.15 | 0.23429 | 0
723 | 1 | 9.3544e-05 | 0.00027135 | 0 | 1.1748e-06 | 0.00011416 | 0 | 0.22418 | 0.3008 | 0.0001 | 0.15 | 0.29961 | 0
724 | 1 | 8.3664e-05 | 0.00027282 | 0 | 1.4098e-05 | 0.00011416 | 0 | 0.19616 | 0.2853 | 0.0001 | 0.15833 | 0.18653 | 0
725 | 1 | 7.7186e-05 | 0.00027657 | 0 | 3.7595e-05 | 0.00011416 | 0 | 0.17454 | 0.2697 | 0.0001 | 0.15833 | 0.054511 | 0
726 | 1 | 7.4845e-05 | 0.00028163 | 0 | 9.3987e-05 | 0.00011416 | 0 | 0.16333 | 0.2476 | 0.0001 | 0.16667 | 0.0015261 | 0
727 | 1 | 8.3372e-05 | 0.00028756 | 0 | 0.0001821 | 0.00011416 | 0 | 0.13851 | 0.2134 | 0.0001 | 0.16667 | 0.0090503 | 0
728 | 1 | 9.2389e-05 | 0.00029011 | 0 | 0.0001586 | 0.00011416 | 0 | 0.1217 | 0.1712 | 0.0001 | 0.16667 | 0.097813 | 0
729 | 1 | 0.00011328 | 0.00027393 | 0 | 0.00014685 | 0.00011416 | 0.079359 | 0.10488 | 0.1173 | 0.0001 | 0.16667 | 0.13243 | 0.079359
730 | 1 | 0.00013472 | 0.00025498 | 0 | 0.00016448 | 0.00011416 | 0.1295 | 0.11529 | 0.0725 | 0.0001 | 0.15 | 0.08189 | 0.1295
731 | 1 | 0.00014484 | 0.00023695 | 0 | 0.00018797 | 0.00011416 | 0.03354 | 0.10408 | 0.042 | 0.0001 | 0.15833 | 0.026235 | 0.03354
732 | 1 | 0.00015197 | 0.00022634 | 0 | 0.00020677 | 0.00011416 | 0.12878 | 0.084868 | 0.0318 | 0.0001 | 0.16667 | 0.0013373 | 0.12878
733 | 1 | 0.00015379 | 0.00022416 | 0 | 0.00018797 | 0.00011416 | 0 | 0.080865 | 0.0381 | 0.0001 | 0.16667 | 0.06381 | 0
734 | 1 | 0.00014701 | 0.00022838 | 0 | 0.00019032 | 0.00011416 | 0.015879 | 0.07526 | 0.0533 | 0.0001 | 0.16667 | 0.26822 | 0.015879
735 | 1 | 0.00014026 | 0.00023797 | 0 | 0.00021382 | 0.00011416 | 0.0028637 | 0.052042 | 0.0716 | 0.0001 | 0.15833 | 0.34396 | 0.0028637
736 | 1 | 0.00013456 | 0.00025397 | 0 | 0.00022322 | 0.00011416 | 0.017773 | 0.032826 | 0.0829 | 0.0001 | 0.15 | 0.21317 | 0.017773
737 | 1 | 0.00012961 | 0.00027191 | 0 | 0.00022322 | 0.00011416 | 0 | 0.020016 | 0.0855 | 0.0001 | 0.15 | 0.062162 | 0
738 | 1 | 0.00014862 | 0.0002795 | 0 | 0.00016448 | 0.00011416 | 0 | 0.030424 | 0.096 | 0.0001 | 0.15833 | 0.0016155 | 0
739 | 1 | 0.00016419 | 0.00028571 | 0 | 0.00011748 | 0.00011416 | 0 | 0.030424 | 0.1429 | 0.0001 | 0.15833 | 0.011446 | 0
740 | 1 | 0.00015101 | 0.00029062 | 0 | 8.8113e-05 | 0.00011416 | 0 | 0.038431 | 0.2873 | 0.0001 | 0.15833 | 0.11501 | 0
741 | 1 | 0.00013139 | 0.00029409 | 0 | 5.8742e-05 | 0.00011416 | 0 | 0.030424 | 0.5435 | 0.0001 | 0.15833 | 0.15168 | 0
742 | 1 | 0.00011327 | 0.00029405 | 0 | 3.7595e-05 | 0.00011416 | 0 | 0.036029 | 0.7296 | 0.0001 | 0.15833 | 0.091868 | 0
743 | 1 | 0.00012025 | 0.00028889 | 0 | 2.3497e-05 | 0.00011416 | 0 | 0.036829 | 0.8045 | 0.0001 | 0.15833 | 0.028393 | 0
744 | 1 | 0.00012641 | 0.00028227 | 0 | 9.3987e-06 | 0.00011416 | 0 | 0.043235 | 0.8442 | 0.0001 | 0.15833 | 0.0013373 | 0
745 | 1 | 0.00011069 | 0.00027746 | 0 | 5.8742e-06 | 0.00011416 | 0 | 0.11769 | 0.8581 | 0.0001 | 0.15833 | 0.073557 | 0
746 | 1 | 9.486e-05 | 0.0002736 | 0 | 2.3497e-06 | 0.00011416 | 0 | 0.14972 | 0.8499 | 0.0001 | 0.15833 | 0.30527 | 0
747 | 1 | 8.0053e-05 | 0.00027053 | 0 | 1.1748e-06 | 0.00011416 | 0 | 0.18255 | 0.8211 | 0.0001 | 0.15833 | 0.39249 | 0
748 | 1 | 6.9537e-05 | 0.00026932 | 0 | 1.4098e-05 | 0.00011416 | 0 | 0.23379 | 0.8068 | 0.0001 | 0.16667 | 0.24223 | 0
749 | 1 | 6.6515e-05 | 0.00026697 | 0 | 3.7595e-05 | 0.00011416 | 0 | 0.29704 | 0.7903 | 0.0001 | 0.16667 | 0.070496 | 0
750 | 1 | 6.3576e-05 | 0.00026433 | 0 | 9.3987e-05 | 0.00011416 | 0 | 0.33307 | 0.7665 | 0.0001 | 0.16667 | 0.0017082 | 0
751 | 1 | 6.5989e-05 | 0.00026285 | 0 | 0.0001821 | 0.00011416 | 0 | 0.34508 | 0.7396 | 0.0001 | 0.16667 | 0.01423 | 0
752 | 1 | 6.9601e-05 | 0.00026292 | 0 | 0.0001586 | 0.00011416 | 0 | 0.31545 | 0.7212 | 0.0001 | 0.16667 | 0.13412 | 0
753 | 1 | 8.5217e-05 | 0.00025681 | 0 | 0.00014685 | 0.00011416 | 0 | 0.28663 | 0.7295 | 0.0001 | 0.16667 | 0.17269 | 0
754 | 1 | 0.00010781 | 0.00024779 | 0 | 0.00016448 | 0.00011416 | 0.15306 | 0.28903 | 0.7151 | 0.0001 | 0.16667 | 0.10263 | 0.15306
755 | 1 | 0.00012619 | 0.00023908 | 0 | 0.00018797 | 0.00011416 | 0 | 0.30745 | 0.6827 | 0.0001 | 0.16667 | 0.030666 | 0
756 | 1 | 0.00014222 | 0.0002314 | 0 | 0.00020677 | 0.00011416 | 0 | 0.35949 | 0.719 | 0.0001 | 0.16667 | 0.0013373 | 0
757 | 1 | 0.00015217 | 0.00022376 | 0 | 0.00018797 | 0.00011416 | 0.0076886 | 0.38591 | 0.7948 | 0.0001 | 0.16667 | 0.078782 | 0.0076886
758 | 1 | 0.00014452 | 0.00021917 | 0 | 0.00019032 | 0.00011416 | 0 | 0.43315 | 0.8425 | 0.0001 | 0.16667 | 0.32501 | 0
759 | 1 | 0.00013354 | 0.00022085 | 0 | 0.00021382 | 0.00011416 | 0 | 0.44836 | 0.799 | 0.0001 | 0.15833 | 0.41838 | 0
760 | 1 | 0.00012814 | 0.00022655 | 0 | 0.00022322 | 0.00011416 | 0.21206 | 0.43074 | 0.7325 | 0.0001 | 0.15833 | 0.25771 | 0.21206
761 | 1 | 0.00012236 | 0.00023224 | 0 | 0.00022322 | 0.00011416 | 0 | 0.41393 | 0.7032 | 0.0001 | 0.15833 | 0.074929 | 0
762 | 1 | 0.00013792 | 0.00023622 | 0 | 0.00016448 | 0.00011416 | 0 | 0.44596 | 0.7095 | 0.0001 | 0.15 | 0.0017558 | 0
763 | 1 | 0.0001646 | 0.00024172 | 0 | 0.00011748 | 0.00011416 | 0 | 0.43955 | 0.7278 | 0.0001 | 0.15 | 0.015778 | 0
764 | 1 | 0.00015945 | 0.00024189 | 0 | 8.8113e-05 | 0.00011416 | 0 | 0.40032 | 0.7527 | 0.0001 | 0.15833 | 0.14442 | 0
765 | 1 | 0.00014279 | 0.00024214 | 0 | 5.8742e-05 | 0.00011416 | 0 | 0.33147 | 0.7751 | 0.0001 | 0.15833 | 0.1839 | 0
766 | 1 | 0.00012627 | 0.00024515 | 0 | 3.7595e-05 | 0.00011416 | 0 | 0.33307 | 0.7757 | 0.0001 | 0.15833 | 0.10831 | 0
767 | 1 | 0.00013098 | 0.00024821 | 0 | 2.3497e-05 | 0.00011416 | 0 | 0.32826 | 0.7504 | 0.0001 | 0.15833 | 0.031847 | 0
768 | 1 | 0.00012962 | 0.00025083 | 0 | 9.3987e-06 | 0.00011416 | 0 | 0.31946 | 0.6962 | 0.0001 | 0.15833 | 0.0013373 | 0
769 | 1 | 0.00011277 | 0.00025538 | 0 | 5.8742e-06 | 0.00011416 | 0 | 0.27382 | 0.6331 | 0.0001 | 0.15833 | 0.084249 | 0
770 | 1 | 9.6659e-05 | 0.00026398 | 0 | 2.3497e-06 | 0.00011416 | 0 | 0.27142 | 0.5867 | 0.0001 | 0.15833 | 0.34559 | 0
771 | 1 | 8.1691e-05 | 0.00027364 | 0 | 1.1748e-06 | 0.00011416 | 0 | 0.19776 | 0.552 | 0.0001 | 0.15833 | 0.44538 | 0
772 | 1 | 7.0549e-05 | 0.00028386 | 0 | 1.4098e-05 | 0.00011416 | 0 | 0.20657 | 0.5303 | 0.0001 | 0.15833 | 0.27383 | 0
773 | 1 | 7.2474e-05 | 0.00029056 | 0 | 3.7595e-05 | 0.00011416 | 0 | 0.21777 | 0.5094 | 0.0001 | 0.15833 | 0.079544 | 0
774 | 1 | 9.1479e-05 | 0.00029414 | 0 | 9.3987e-05 | 0.00011416 | 0 | 0.20977 | 0.4692 | 0.0001 | 0.15833 | 0.0018044 | 0
775 | 1 | 0.0001376 | 0.00029639 | 0 | 0.0001821 | 0.00011416 | 0 | 0.21457 | 0.427 | 0.0001 | 0.15833 | 0.017434 | 0
776 | 1 | 0.00017704 | 0.00029604 | 0 | 0.0001586 | 0.00011416 | 0 | 0.19856 | 0.4068 | 0.0001 | 0.15833 | 0.15523 | 0
777 | 1 | 0.00018618 | 0.00028435 | 0 | 0.00014685 | 0.00011416 | 0.1722 | 0.18335 | 0.3928 | 0.0001 | 0.15 | 0.19557 | 0.1722
778 | 1 | 0.00019356 | 0.00026843 | 0 | 0.00016448 | 0.00011416 | 0.21041 | 0.18094 | 0.3862 | 0.0001 | 0.125 | 0.11419 | 0.21041
779 | 1 | 0.00019518 | 0.00025243 | 0 | 0.00018797 | 0.00011416 | 0.51401 | 0.17454 | 0.3736 | 0.0001 | 0.13333 | 0.033057 | 0.51401
780 | 1 | 0.00019782 | 0.00024346 | 0 | 0.00020677 | 0.00011416 | 0.46153 | 0.17214 | 0.347 | 0.0001 | 0.15833 | 0.0013373 | 0.46153
781 | 1 | 0.00019285 | 0.00024125 | 0 | 0.00018797 | 0.00011416 | 0.49999 | 0.17614 | 0.3046 | 0.0001 | 0.16667 | 0.087075 | 0.49999
782 | 1 | 0.00019384 | 0.00024149 | 0 | 0.00019032 | 0.00011416 | 0.24885 | 0.15933 | 0.2525 | 0.0001 | 0.16667 | 0.3562 | 0.24885
783 | 1 | 0.00019126 | 0.00024536 | 0 | 0.00021382 | 0.00011416 | 0.31251 | 0.16653 | 0.2025 | 0.0001 | 0.16667 | 0.4593 | 0.31251
784 | 1 | 0.00018735 | 0.00026097 | 0 | 0.00022322 | 0.00011416 | 0.078212 | 0.15773 | 0.1773 | 0.0001 | 0.15833 | 0.28213 | 0.078212
785 | 1 | 0.00018657 | 0.00028524 | 0 | 0.00022322 | 0.00011416 | 0 | 0.15612 | 0.1657 | 0.0001 | 0.15 | 0.081921 | 0
786 | 1 | 0.00020097 | 0.00029318 | 0 | 0.00016448 | 0.00011416 | 0 | 0.14572 | 0.154 | 0.0001 | 0.15 | 0.001829 | 0
787 | 1 | 0.00021732 | 0.00029868 | 0 | 0.00011748 | 0.00011416 | 0 | 0.14812 | 0.1439 | 0.0001 | 0.15 | 0.018303 | 0
788 | 1 | 0.00019925 | 0.00030411 | 0 | 8.8113e-05 | 0.00011416 | 0 | 0.14732 | 0.1308 | 0.0001 | 0.15 | 0.16083 | 0
789 | 1 | 0.00017671 | 0.00030918 | 0 | 5.8742e-05 | 0.00011416 | 0 | 0.1233 | 0.1158 | 0.0001 | 0.15 | 0.20159 | 0
790 | 1 | 0.00015067 | 0.00031306 | 0 | 3.7595e-05 | 0.00011416 | 0 | 0.10889 | 0.1042 | 0.0001 | 0.15 | 0.11721 | 0
791 | 1 | 0.00015645 | 0.00031714 | 0 | 2.3497e-05 | 0.00011416 | 0 | 0.08727 | 0.0926 | 0.0001 | 0.15 | 0.033674 | 0
792 | 1 | 0.00015475 | 0.00032107 | 0 | 9.3987e-06 | 0.00011416 | 0 | 0.079263 | 0.0764 | 0.0001 | 0.15 | 0.0013373 | 0
793 | 1 | 0.00013569 | 0.00032349 | 0 | 5.8742e-06 | 0.00011416 | 0 | 0.067254 | 0.0624 | 0.0001 | 0.15 | 0.087075 | 0
794 | 1 | 0.00011709 | 0.00032543 | 0 | 2.3497e-06 | 0.00011416 | 0 | 0.055244 | 0.0508 | 0.0001 | 0.15 | 0.3562 | 0
795 | 1 | 0.00010438 | 0.00032716 | 0 | 1.1748e-06 | 0.00011416 | 0 | 0.044035 | 0.0428 | 0.0001 | 0.15 | 0.4593 | 0
796 | 1 | 9.2947e-05 | 0.00032889 | 0 | 1.4098e-05 | 0.00011416 | 0 | 0.035228 | 0.0374 | 0.0001 | 0.15 | 0.28213 | 0
797 | 1 | 9.1148e-05 | 0.00033072 | 0 | 3.7595e-05 | 0.00011416 | 0 | 0.028823 | 0.0339 | 0.0001 | 0.15 | 0.081921 | 0
798 | 1 | 0.00010462 | 0.00033126 | 0 | 9.3987e-05 | 0.00011416 | 0 | 0.028823 | 0.0307 | 0.0001 | 0.15 | 0.001829 | 0
799 | 1 | 0.00014786 | 0.0003317 | 0 | 0.0001821 | 0.00011416 | 0 | 0.031225 | 0.0298 | 0.0001 | 0.15 | 0.018303 | 0
800 | 1 | 0.00018474 | 0.00032463 | 0 | 0.0001586 | 0.00011416 | 0 | 0.027222 | 0.0277 | 0.0001 | 0.15 | 0.16083 | 0
801 | 1 | 0.00019271 | 0.00029639 | 0 | 0.00014685 | 0.00011416 | 0.040605 | 0.022418 | 0.0274 | 0.0001 | 0.15 | 0.20159 | 0.040605
802 | 1 | 0.00019856 | 0.00026973 | 0 | 0.00016448 | 0.00011416 | 0.058767 | 0.017614 | 0.0285 | 0.0001 | 0.15833 | 0.11721 | 0.058767
803 | 1 | 0.00020126 | 0.00024397 | 0 | 0.00018797 | 0.00011416 | 0.19198 | 0.01281 | 0.0316 | 0.0001 | 0.16667 | 0.033674 | 0.19198
804 | 1 | 0.0002067 | 0.00023187 | 0 | 0.00020677 | 0.00011416 | 0.19409 | 0.0088071 | 0.0397 | 0.0001 | 0.16667 | 0.0013373 | 0.19409
805 | 1 | 0.00019493 | 0.00022842 | 0 | 0.00018797 | 0.00011416 | 0.11063 | 0.0056045 | 0.0563 | 0.0001 | 0.15833 | 0.087075 | 0.11063
806 | 1 | 0.00019832 | 0.00022973 | 0 | 0.00019032 | 0.00011416 | 0.11289 | 0.0040032 | 0.09 | 0.0001 | 0.15833 | 0.3562 | 0.11289
807 | 1 | 0.00019381 | 0.00023823 | 0 | 0.00021382 | 0.00011416 | 0.15421 | 0.0040032 | 0.1453 | 0.0001 | 0.15833 | 0.4593 | 0.15421
808 | 1 | 0.00018697 | 0.00026423 | 0 | 0.00022322 | 0.00011416 | 0.086513 | 0.0064051 | 0.2088 | 0.0001 | 0.15833 | 0.28213 | 0.086513
809 | 1 | 0.00017951 | 0.00028957 | 0 | 0.00022322 | 0.00011416 | 0 | 0.0096077 | 0.2591 | 0.0001 | 0.15833 | 0.081921 | 0
810 | 1 | 0.00018997 | 0.00029922 | 0 | 0.00016448 | 0.00011416 | 0 | 0.018415 | 0.2835 | 0.0001 | 0.15 | 0.001829 | 0
811 | 1 | 0.00021886 | 0.00030615 | 0 | 0.00011748 | 0.00011416 | 0 | 0.031225 | 0.2899 | 0.0001 | 0.15 | 0.018303 | 0
812 | 1 | 0.00020165 | 0.00031295 | 0 | 8.8113e-05 | 0.00011416 | 0 | 0.05044 | 0.287 | 0.0001 | 0.15 | 0.16083 | 0
813 | 1 | 0.00017622 | 0.00031828 | 0 | 5.8742e-05 | 0.00011416 | 0 | 0.065653 | 0.276 | 0.0001 | 0.15833 | 0.20159 | 0
814 | 1 | 0.00015258 | 0.00031222 | 0 | 3.7595e-05 | 0.00011416 | 0 | 0.07446 | 0.2731 | 0.0001 | 0.15833 | 0.11721 | 0
815 | 1 | 0.000159 | 0.00030536 | 0 | 2.3497e-05 | 0.00011416 | 0 | 0.084067 | 0.2712 | 0.0001 | 0.15 | 0.033674 | 0
816 | 1 | 0.00015701 | 0.00030651 | 0 | 9.3987e-06 | 0.00011416 | 0 | 0.11449 | 0.2621 | 0.0001 | 0.15 | 0.0013373 | 0
817 | 1 | 0.00013718 | 0.00030948 | 0 | 5.8742e-06 | 0.00011416 | 0 | 0.16974 | 0.2389 | 0.0001 | 0.15 | 0.081485 | 0
818 | 1 | 0.00012167 | 0.00031421 | 0 | 2.3497e-06 | 0.00011416 | 0 | 0.14412 | 0.2117 | 0.0001 | 0.15 | 0.3352 | 0
819 | 1 | 0.00010667 | 0.00031958 | 0 | 1.1748e-06 | 0.00011416 | 0 | 0.14572 | 0.1872 | 0.0001 | 0.15 | 0.43173 | 0
820 | 1 | 9.9192e-05 | 0.00032484 | 0 | 1.4098e-05 | 0.00011416 | 0 | 0.15372 | 0.1685 | 0.0001 | 0.15 | 0.26569 | 0
821 | 1 | 9.8377e-05 | 0.00032862 | 0 | 3.7595e-05 | 0.00011416 | 0 | 0.17134 | 0.1658 | 0.0001 | 0.15 | 0.077214 | 0
822 | 1 | 0.00011212 | 0.00033122 | 0 | 9.3987e-05 | 0.00011416 | 0 | 0.14972 | 0.1825 | 0.0001 | 0.15 | 0.00178 | 0
823 | 1 | 0.00015232 | 0.00033271 | 0 | 0.0001821 | 0.00011416 | 0 | 0.095276 | 0.1874 | 0.0001 | 0.15 | 0.016592 | 0
824 | 1 | 0.00018514 | 0.00032705 | 0 | 0.0001586 | 0.00011416 | 0 | 0.054444 | 0.1809 | 0.0001 | 0.15 | 0.14976 | 0
825 | 1 | 0.00019663 | 0.00030178 | 0 | 0.00014685 | 0.00011416 | 0.17062 | 0.048839 | 0.1761 | 0.0001 | 0.15 | 0.18967 | 0.17062
826 | 1 | 0.00020483 | 0.0002703 | 0 | 0.00016448 | 0.00011416 | 0.24064 | 0.058447 | 0.1757 | 0.0001 | 0.15 | 0.11122 | 0.24064
827 | 1 | 0.00020179 | 0.00024039 | 0 | 0.00018797 | 0.00011416 | 0.6712 | 0.058447 | 0.1818 | 0.0001 | 0.15833 | 0.032448 | 0.6712
828 | 1 | 0.0002039 | 0.00022332 | 0 | 0.00020677 | 0.00011416 | 0.7512 | 0.029624 | 0.1834 | 0.0001 | 0.15833 | 0.0013373 | 0.7512
829 | 1 | 0.00019724 | 0.0002172 | 0 | 0.00018797 | 0.00011416 | 0.75467 | 0.020016 | 0.1929 | 0.0001 | 0.15833 | 0.07614 | 0.75467
830 | 1 | 0.00019723 | 0.0002172 | 0 | 0.00019032 | 0.00011416 | 0.068551 | 0.036029 | 0.2002 | 0.0001 | 0.15833 | 0.31504 | 0.068551
831 | 1 | 0.00019012 | 0.00022523 | 0 | 0.00021382 | 0.00011416 | 0.078813 | 0.05044 | 0.2192 | 0.0001 | 0.15 | 0.40529 | 0.078813
832 | 1 | 0.00018645 | 0.0002577 | 0 | 0.00022322 | 0.00011416 | 0.0032537 | 0.060849 | 0.2547 | 0.0001 | 0.15833 | 0.24989 | 0.0032537
833 | 1 | 0.00017897 | 0.00029346 | 0 | 0.00022322 | 0.00011416 | 0 | 0.056845 | 0.2853 | 0.0001 | 0.16667 | 0.07269 | 0
834 | 1 | 0.0001888 | 0.00030103 | 0 | 0.00016448 | 0.00011416 | 0 | 0.054444 | 0.2933 | 0.0001 | 0.15833 | 0.0017319 | 0
835 | 1 | 0.00021494 | 0.00030552 | 0 | 0.00011748 | 0.00011416 | 0 | 0.084868 | 0.2894 | 0.0001 | 0.15 | 0.014991 | 0
836 | 1 | 0.0002005 | 0.00031051 | 0 | 8.8113e-05 | 0.00011416 | 0 | 0.11049 | 0.2641 | 0.0001 | 0.15833 | 0.1392 | 0
837 | 1 | 0.00017841 | 0.00030962 | 0 | 5.8742e-05 | 0.00011416 | 0 | 0.1241 | 0.2294 | 0.0001 | 0.15 | 0.17824 | 0
838 | 1 | 0.00015639 | 0.00031208 | 0 | 3.7595e-05 | 0.00011416 | 0 | 0.1289 | 0.1935 | 0.0001 | 0.15 | 0.10544 | 0
839 | 1 | 0.00016435 | 0.00031597 | 0 | 2.3497e-05 | 0.00011416 | 0 | 0.1249 | 0.1633 | 0.0001 | 0.15 | 0.031253 | 0
840 | 1 | 0.00015995 | 0.00032473 | 0 | 9.3987e-06 | 0.00011416 | 0 | 0.11129 | 0.1351 | 0.0001 | 0.15 | 0.0013373 | 0
841 | 1 | 0.00014039 | 0.00033396 | 0 | 5.8742e-06 | 0.00011416 | 0 | 0.10889 | 0.0999 | 0.0001 | 0.14167 | 0.068568 | 0
842 | 1 | 0.0001215 | 0.00034133 | 0 | 2.3497e-06 | 0.00011416 | 0 | 0.082466 | 0.0659 | 0.0001 | 0.15833 | 0.28635 | 0
843 | 1 | 0.00010751 | 0.00034697 | 0 | 1.1748e-06 | 0.00011416 | 0 | 0.065653 | 0.0454 | 0.0001 | 0.16667 | 0.36769 | 0
844 | 1 | 9.7282e-05 | 0.00035189 | 0 | 1.4098e-05 | 0.00011416 | 0 | 0.052042 | 0.0466 | 0.0001 | 0.15833 | 0.22739 | 0
845 | 1 | 9.505e-05 | 0.00035199 | 0 | 3.7595e-05 | 0.00011416 | 0 | 0.052042 | 0.0599 | 0.0001 | 0.15 | 0.066242 | 0
846 | 1 | 0.0001074 | 0.00035011 | 0 | 9.3987e-05 | 0.00011416 | 0 | 0.060849 | 0.0828 | 0.0001 | 0.15 | 0.0016614 | 0
847 | 1 | 0.00015118 | 0.00034731 | 0 | 0.0001821 | 0.00011416 | 0 | 0.064051 | 0.1064 | 0.0001 | 0.15 | 0.012788 | 0
848 | 1 | 0.00018957 | 0.00034032 | 0 | 0.0001586 | 0.00011416 | 0 | 0.08807 | 0.1288 | 0.0001 | 0.15 | 0.12432 | 0
849 | 1 | 0.00019339 | 0.00031821 | 0 | 0.00014685 | 0.00011416 | 0.11885 | 0.080865 | 0.1703 | 0.0001 | 0.13333 | 0.16196 | 0.11885
850 | 1 | 0.00020356 | 0.00029056 | 0 | 0.00016448 | 0.00011416 | 0.084006 | 0.070456 | 0.2488 | 0.0001 | 0.15 | 0.097148 | 0.084006
851 | 1 | 0.00020738 | 0.0002732 | 0 | 0.00018797 | 0.00011416 | 0.037028 | 0.076861 | 0.3373 | 0.0001 | 0.15833 | 0.029515 | 0.037028
852 | 1 | 0.00020649 | 0.00026641 | 0 | 0.00020677 | 0.00011416 | 0.05762 | 0.11129 | 0.4225 | 0.0001 | 0.15 | 0.0013373 | 0.05762
853 | 1 | 0.00019795 | 0.000264 | 0 | 0.00018797 | 0.00011416 | 0.0024626 | 0.16573 | 0.4762 | 0.0001 | 0.15833 | 0.061516 | 0.0024626
854 | 1 | 0.00019857 | 0.00026672 | 0 | 0.00019032 | 0.00011416 | 0.015076 | 0.2562 | 0.5083 | 0.0001 | 0.16667 | 0.25945 | 0.015076
855 | 1 | 0.00019559 | 0.00027411 | 0 | 0.00021382 | 0.00011416 | 0.032192 | 0.32186 | 0.5139 | 0.0001 | 0.16667 | 0.33249 | 0.032192
856 | 1 | 0.00019434 | 0.00028721 | 0 | 0.00022322 | 0.00011416 | 0 | 0.36109 | 0.5213 | 0.0001 | 0.15 | 0.20629 | 0
857 | 1 | 0.00019074 | 0.00030513 | 0 | 0.00022322 | 0.00011416 | 0 | 0.44516 | 0.5293 | 0.0001 | 0.15 | 0.060186 | 0
858 | 1 | 0.00020285 | 0.00030997 | 0 | 0.00016448 | 0.00011416 | 0 | 0.48839 | 0.5328 | 0.0001 | 0.15 | 0.0015928 | 0
859 | 1 | 0.00021999 | 0.00031068 | 0 | 0.00011748 | 0.00011416 | 0 | 0.53082 | 0.5283 | 0.0001 | 0.15833 | 0.010812 | 0
860 | 1 | 0.00020197 | 0.00031112 | 0 | 8.8113e-05 | 0.00011416 | 0 | 0.48599 | 0.5351 | 0.0001 | 0.15833 | 0.11054 | 0
861 | 1 | 0.00017826 | 0.00031266 | 0 | 5.8742e-05 | 0.00011416 | 0 | 0.45957 | 0.5698 | 0.0001 | 0.15833 | 0.1467 | 0
862 | 1 | 0.00015755 | 0.00031578 | 0 | 3.7595e-05 | 0.00011416 | 0 | 0.55324 | 0.6182 | 0.0001 | 0.15 | 0.089302 | 0
863 | 1 | 0.00016725 | 0.00032178 | 0 | 2.3497e-05 | 0.00011416 | 0 | 0.56445 | 0.666 | 0.0001 | 0.15 | 0.027843 | 0
864 | 1 | 0.00016917 | 0.00032932 | 0 | 9.3987e-06 | 0.00011416 | 0 | 0.64211 | 0.7013 | 0.0001 | 0.15 | 0.0013373 | 0
865 | 1 | 0.00014526 | 0.00033498 | 0 | 5.8742e-06 | 0.00011416 | 0 | 0.64051 | 0.7188 | 0.0001 | 0.15833 | 0.052888 | 0
866 | 1 | 0.00012968 | 0.00033791 | 0 | 2.3497e-06 | 0.00011416 | 0 | 0.67334 | 0.736 | 0.0001 | 0.15833 | 0.22628 | 0
867 | 1 | 0.00011476 | 0.00034012 | 0 | 1.1748e-06 | 0.00011416 | 0 | 0.68935 | 0.7566 | 0.0001 | 0.15 | 0.28916 | 0
868 | 1 | 0.00010537 | 0.00034154 | 0 | 1.4098e-05 | 0.00011416 | 0 | 0.67014 | 0.7654 | 0.0001 | 0.15 | 0.18023 | 0
869 | 1 | 0.00010101 | 0.00034313 | 0 | 3.7595e-05 | 0.00011416 | 0 | 0.63971 | 0.7682 | 0.0001 | 0.15 | 0.052702 | 0
870 | 1 | 0.00011304 | 0.00034381 | 0 | 9.3987e-05 | 0.00011416 | 0 | 0.65733 | 0.7618 | 0.0001 | 0.15833 | 0.0015043 | 0
871 | 1 | 0.00015473 | 0.00034522 | 0 | 0.0001821 | 0.00011416 | 0 | 0.68535 | 0.7646 | 0.0001 | 0.15833 | 0.0085089 | 0
872 | 1 | 0.00019008 | 0.00034239 | 0 | 0.0001586 | 0.00011416 | 0 | 0.67414 | 0.7535 | 0.0001 | 0.15833 | 0.0938 | 0
873 | 1 | 0.00019536 | 0.00032737 | 0 | 0.00014685 | 0.00011416 | 0 | 0.67494 | 0.7472 | 0.0001 | 0.15 | 0.12789 | 0
874 | 1 | 0.00020496 | 0.00030707 | 0 | 0.00016448 | 0.00011416 | 0.06796 | 0.65412 | 0.7363 | 0.0001 | 0.14167 | 0.079513 | 0.06796
875 | 1 | 0.00020476 | 0.00028723 | 0 | 0.00018797 | 0.00011416 | 0 | 0.6197 | 0.7251 | 0.0001 | 0.15 | 0.025714 | 0
876 | 1 | 0.0002056 | 0.00027056 | 0 | 0.00020677 | 0.00011416 | 0 | 0.6269 | 0.7116 | 0.0001 | 0.15 | 0.0013373 | 0
877 | 1 | 0.00019668 | 0.00025952 | 0 | 0.00018797 | 0.00011416 | 0.16132 | 0.63491 | 0.696 | 0.0001 | 0.15 | 0.045108 | 0.16132
878 | 1 | 0.00019473 | 0.00025383 | 0 | 0.00019032 | 0.00011416 | 0.29101 | 0.61089 | 0.6808 | 0.0001 | 0.15 | 0.19607 | 0.29101
879 | 1 | 0.00018699 | 0.00025632 | 0 | 0.00021382 | 0.00011416 | 0.50316 | 0.59648 | 0.6662 | 0.0001 | 0.15833 | 0.24976 | 0.50316
880 | 1 | 0.00018153 | 0.00027065 | 0 | 0.00022322 | 0.00011416 | 0.27183 | 0.59968 | 0.6649 | 0.0001 | 0.15 | 0.15647 | 0.27183
881 | 1 | 0.00017396 | 0.00029566 | 0 | 0.00022322 | 0.00011416 | 0 | 0.59007 | 0.6838 | 0.0001 | 0.15 | 0.045866 | 0
882 | 1 | 0.00017911 | 0.0003107 | 0 | 0.00016448 | 0.00011416 | 0 | 0.59087 | 0.6928 | 0.0001 | 0.15833 | 0.0014192 | 0
883 | 1 | 0.00020101 | 0.00031969 | 0 | 0.00011748 | 0.00011416 | 0 | 0.58207 | 0.6669 | 0.0001 | 0.15833 | 0.0065588 | 0
884 | 1 | 0.0001861 | 0.00032688 | 0 | 8.8113e-05 | 0.00011416 | 0 | 0.58046 | 0.6173 | 0.0001 | 0.15833 | 0.078843 | 0
885 | 1 | 0.0001649 | 0.00033286 | 0 | 5.8742e-05 | 0.00011416 | 0 | 0.58927 | 0.5695 | 0.0001 | 0.15833 | 0.11077 | 0
886 | 1 | 0.00014617 | 0.00033761 | 0 | 3.7595e-05 | 0.00011416 | 0 | 0.58287 | 0.5367 | 0.0001 | 0.15 | 0.070468 | 0
887 | 1 | 0.00015579 | 0.00034138 | 0 | 2.3497e-05 | 0.00011416 | 0 | 0.55404 | 0.5075 | 0.0001 | 0.15833 | 0.023696 | 0
888 | 1 | 0.00016011 | 0.00034513 | 0 | 9.3987e-06 | 0.00011416 | 0 | 0.53163 | 0.475 | 0.0001 | 0.15 | 0.0013373 | 0
889 | 1 | 0.00013815 | 0.00034848 | 0 | 5.8742e-06 | 0.00011416 | 0 | 0.46837 | 0.437 | 0.0001 | 0.14167 | 0.036507 | 0
890 | 1 | 0.00011978 | 0.00035068 | 0 | 2.3497e-06 | 0.00011416 | 0 | 0.39472 | 0.4013 | 0.0001 | 0.15 | 0.16225 | 0
891 | 1 | 0.00010368 | 0.00035302 | 0 | 1.1748e-06 | 0.00011416 | 0 | 0.40192 | 0.3588 | 0.0001 | 0.15 | 0.20577 | 0
892 | 1 | 9.0154e-05 | 0.00035445 | 0 | 1.4098e-05 | 0.00011416 | 0 | 0.35228 | 0.295 | 0.0001 | 0.15 | 0.12983 | 0
893 | 1 | 8.2399e-05 | 0.0003558 | 0 | 3.7595e-05 | 0.00011416 | 0 | 0.31705 | 0.2338 | 0.0001 | 0.15 | 0.038187 | 0
894 | 1 | 7.934e-05 | 0.00035765 | 0 | 9.3987e-05 | 0.00011416 | 0 | 0.26902 | 0.1948 | 0.0001 | 0.15 | 0.0013174 | 0
895 | 1 | 8.6948e-05 | 0.00035866 | 0 | 0.0001821 | 0.00011416 | 0 | 0.25861 | 0.1784 | 0.0001 | 0.15 | 0.0045725 | 0
896 | 1 | 9.6426e-05 | 0.00035178 | 0 | 0.0001586 | 0.00011416 | 0 | 0.26982 | 0.1654 | 0.0001 | 0.15 | 0.062499 | 0
897 | 1 | 0.00011434 | 0.00032267 | 0 | 0.00014685 | 0.00011416 | 0.17206 | 0.2538 | 0.1466 | 0.0001 | 0.15 | 0.091599 | 0.17206
898 | 1 | 0.00013718 | 0.00028685 | 0 | 0.00016448 | 0.00011416 | 0.42497 | 0.22898 | 0.1305 | 0.0001 | 0.15 | 0.060161 | 0.42497
899 | 1 | 0.00014984 | 0.00025381 | 0 | 0.00018797 | 0.00011416 | 0.57678 | 0.14412 | 0.134 | 0.0001 | 0.15 | 0.021325 | 0.57678
900 | 1 | 0.00015757 | 0.00022997 | 0 | 0.00020677 | 0.00011416 | 0.65361 | 0.13931 | 0.1687 | 0.0001 | 0.15 | 0.0013373 | 0.65361
901 | 1 | 0.0001589 | 0.00021633 | 0 | 0.00018797 | 0.00011416 | 0.64406 | 0.10168 | 0.2018 | 0.0001 | 0.15 | 0.029075 | 0.64406
902 | 1 | 0.00015079 | 0.00021245 | 0 | 0.00019032 | 0.00011416 | 0.59576 | 0.10328 | 0.2176 | 0.0001 | 0.15 | 0.13256 | 0.59576
903 | 1 | 0.00014338 | 0.00021865 | 0 | 0.00021382 | 0.00011416 | 0.53594 | 0.13691 | 0.2615 | 0.0001 | 0.15 | 0.16727 | 0.53594
904 | 1 | 0.00013774 | 0.00024521 | 0 | 0.00022322 | 0.00011416 | 0.0061286 | 0.10889 | 0.3312 | 0.0001 | 0.15 | 0.1064 | 0.0061286
905 | 1 | 0.00013677 | 0.00027062 | 0 | 0.00022322 | 0.00011416 | 0 | 0.21857 | 0.4304 | 0.0001 | 0.15 | 0.031417 | 0
906 | 1 | 0.00014577 | 0.00026805 | 0 | 0.00016448 | 0.00011416 | 0 | 0.21057 | 0.501 | 0.0001 | 0.15833 | 0.0012206 | 0
907 | 1 | 0.00016681 | 0.00026156 | 0 | 0.00011748 | 0.00011416 | 0 | 0.20416 | 0.4891 | 0.0001 | 0.15833 | 0.0030341 | 0
908 | 1 | 0.0001546 | 0.00025812 | 0 | 8.8113e-05 | 0.00011416 | 0 | 0.19776 | 0.4536 | 0.0001 | 0.15833 | 0.048587 | 0
909 | 1 | 0.00013808 | 0.00025446 | 0 | 5.8742e-05 | 0.00011416 | 0 | 0.2474 | 0.4737 | 0.0001 | 0.15833 | 0.074782 | 0
910 | 1 | 0.00012131 | 0.00025006 | 0 | 3.7595e-05 | 0.00011416 | 0 | 0.2522 | 0.5451 | 0.0001 | 0.15 | 0.050911 | 0
911 | 1 | 0.00012694 | 0.00024142 | 0 | 2.3497e-05 | 0.00011416 | 0 | 0.24099 | 0.6326 | 0.0001 | 0.15 | 0.019119 | 0
912 | 1 | 0.00013076 | 0.00023475 | 0 | 9.3987e-06 | 0.00011416 | 0 | 0.27462 | 0.6942 | 0.0001 | 0.15 | 0.0013373 | 0
913 | 1 | 0.00011557 | 0.000231 | 0 | 5.8742e-06 | 0.00011416 | 0 | 0.32586 | 0.7491 | 0.0001 | 0.15 | 0.02158 | 0
914 | 1 | 9.9848e-05 | 0.00022969 | 0 | 2.3497e-06 | 0.00011416 | 0 | 0.38511 | 0.7861 | 0.0001 | 0.15 | 0.10201 | 0
915 | 1 | 8.2587e-05 | 0.00023097 | 0 | 1.1748e-06 | 0.00011416 | 0 | 0.3811 | 0.8185 | 0.0001 | 0.15 | 0.12781 | 0
916 | 1 | 6.9176e-05 | 0.00023587 | 0 | 1.4098e-05 | 0.00011416 | 0 | 0.44516 | 0.8246 | 0.0001 | 0.15 | 0.082233 | 0
917 | 1 | 6.4054e-05 | 0.00024156 | 0 | 3.7595e-05 | 0.00011416 | 0 | 0.47718 | 0.823 | 0.0001 | 0.15 | 0.024412 | 0
918 | 1 | 6.5313e-05 | 0.00024666 | 0 | 9.3987e-05 | 0.00011416 | 0 | 0.52282 | 0.8253 | 0.0001 | 0.15 | 0.0011108 | 0
919 | 1 | 6.8869e-05 | 0.00024887 | 0 | 0.0001821 | 0.00011416 | 0 | 0.53082 | 0.8272 | 0.0001 | 0.15 | 0.0016988 | 0
920 | 1 | 6.9849e-05 | 0.00024521 | 0 | 0.0001586 | 0.00011416 | 0 | 0.52762 | 0.8065 | 0.0001 | 0.15 | 0.034824 | 0
921 | 1 | 8.3238e-05 | 0.00023036 | 0 | 0.00014685 | 0.00011416 | 0.0077777 | 0.54203 | 0.7832 | 0.0001 | 0.15 | 0.057486 | 0.0077777
922 | 1 | 0.00010936 | 0.00021303 | 0 | 0.00016448 | 0.00011416 | 0.0057386 | 0.498 | 0.7366 | 0.0001 | 0.15 | 0.041127 | 0.0057386
923 | 1 | 0.00012415 | 0.00019706 | 0 | 0.00018797 | 0.00011416 | 0 | 0.4948 | 0.6581 | 0.0001 | 0.15 | 0.016678 | 0
924 | 1 | 0.00013913 | 0.00018608 | 0 | 0.00020677 | 0.00011416 | 0.017037 | 0.55324 | 0.5497 | 0.0001 | 0.15 | 0.0013373 | 0.017037
925 | 1 | 0.00014274 | 0.00018216 | 0 | 0.00018797 | 0.00011416 | 0.04797 | 0.506 | 0.4405 | 0.0001 | 0.15 | 0.016421 | 0.04797
926 | 1 | 0.00013054 | 0.0001836 | 0 | 0.00019032 | 0.00011416 | 0.13403 | 0.54203 | 0.3329 | 0.0001 | 0.15833 | 0.080465 | 0.13403
927 | 1 | 0.00011939 | 0.00019224 | 0 | 0.00021382 | 0.00011416 | 0.47753 | 0.43955 | 0.2225 | 0.0001 | 0.15833 | 0.10011 | 0.47753
928 | 1 | 0.00011088 | 0.00022071 | 0 | 0.00022322 | 0.00011416 | 0.29115 | 0.42514 | 0.1497 | 0.0001 | 0.15833 | 0.065138 | 0.29115
929 | 1 | 9.9755e-05 | 0.00027039 | 0 | 0.00022322 | 0.00011416 | 0 | 0.34508 | 0.1306 | 0.0001 | 0.15833 | 0.019439 | 0
930 | 1 | 0.00010872 | 0.00028967 | 0 | 0.00016448 | 0.00011416 | 0 | 0.24259 | 0.1429 | 0.0001 | 0.16667 | 0.0010245 | 0
931 | 1 | 0.0001433 | 0.00029585 | 0 | 0.00011748 | 0.00011416 | 0 | 0.16733 | 0.1921 | 0.0001 | 0.15833 | 0.00094438 | 0
932 | 1 | 0.00014527 | 0.00029772 | 0 | 8.8113e-05 | 0.00011416 | 0 | 0.15292 | 0.2569 | 0.0001 | 0.15833 | 0.02557 | 0
933 | 1 | 0.00013232 | 0.00029712 | 0 | 5.8742e-05 | 0.00011416 | 0 | 0.1225 | 0.3022 | 0.0001 | 0.15833 | 0.045297 | 0
934 | 1 | 0.00011659 | 0.00029297 | 0 | 3.7595e-05 | 0.00011416 | 0 | 0.16093 | 0.3132 | 0.0001 | 0.15 | 0.034002 | 0
935 | 1 | 0.0001212 | 0.00028718 | 0 | 2.3497e-05 | 0.00011416 | 0 | 0.1201 | 0.3026 | 0.0001 | 0.15 | 0.014811 | 0
936 | 1 | 0.00012129 | 0.0002843 | 0 | 9.3987e-06 | 0.00011416 | 0 | 0.10969 | 0.3011 | 0.0001 | 0.15 | 0.0013373 | 0
937 | 1 | 0.00010349 | 0.00028308 | 0 | 5.8742e-06 | 0.00011416 | 0 | 0.10008 | 0.2913 | 0.0001 | 0.15833 | 0.012157 | 0
938 | 1 | 9.2931e-05 | 0.00028358 | 0 | 2.3497e-06 | 0.00011416 | 0 | 0.1249 | 0.2813 | 0.0001 | 0.15833 | 0.062188 | 0
939 | 1 | 8.1678e-05 | 0.00027793 | 0 | 1.1748e-06 | 0.00011416 | 0 | 0.13451 | 0.2783 | 0.0001 | 0.15833 | 0.076735 | 0
940 | 1 | 7.3658e-05 | 0.00026891 | 0 | 1.4098e-05 | 0.00011416 | 0 | 0.14091 | 0.2659 | 0.0001 | 0.15833 | 0.050594 | 0
941 | 1 | 7.2366e-05 | 0.00026847 | 0 | 3.7595e-05 | 0.00011416 | 0 | 0.15452 | 0.2462 | 0.0001 | 0.15 | 0.015193 | 0
942 | 1 | 8.9162e-05 | 0.00026756 | 0 | 9.3987e-05 | 0.00011416 | 0 | 0.16413 | 0.2125 | 0.0001 | 0.15 | 0.00094279 | 0
943 | 1 | 0.00013446 | 0.00026355 | 0 | 0.0001821 | 0.00011416 | 0 | 0.18255 | 0.1731 | 0.0001 | 0.15 | 0.00045479 | 0
944 | 1 | 0.00017401 | 0.00025796 | 0 | 0.0001586 | 0.00011416 | 0 | 0.18575 | 0.1487 | 0.0001 | 0.15 | 0.01812 | 0
945 | 1 | 0.00018331 | 0.00024892 | 0 | 0.00014685 | 0.00011416 | 0.0037774 | 0.17774 | 0.1401 | 0.0001 | 0.15 | 0.034965 | 0.0037774
946 | 1 | 0.00019299 | 0.00023968 | 0 | 0.00016448 | 0.00011416 | 0.0028191 | 0.11289 | 0.1358 | 0.0001 | 0.15 | 0.027752 | 0.0028191
947 | 1 | 0.00019371 | 0.00022947 | 0 | 0.00018797 | 0.00011416 | 0.0025294 | 0.076061 | 0.134 | 0.0001 | 0.14167 | 0.013088 | 0.0025294
948 | 1 | 0.00020192 | 0.00022067 | 0 | 0.00020677 | 0.00011416 | 0 | 0.060048 | 0.1347 | 0.0001 | 0.15 | 0.0013373 | 0
949 | 1 | 0.00019587 | 0.0002164 | 0 | 0.00018797 | 0.00011416 | 0 | 0.068855 | 0.1345 | 0.0001 | 0.15833 | 0.0081022 | 0
950 | 1 | 0.00020028 | 0.00021509 | 0 | 0.00019032 | 0.00011416 | 0 | 0.080064 | 0.1307 | 0.0001 | 0.15833 | 0.044193 | 0
951 | 1 | 0.00019428 | 0.00021739 | 0 | 0.00021382 | 0.00011416 | 0 | 0.10008 | 0.1252 | 0.0001 | 0.15833 | 0.053873 | 0
952 | 1 | 0.00019149 | 0.0002272 | 0 | 0.00022322 | 0.00011416 | 0 | 0.11449 | 0.113 | 0.0001 | 0.15 | 0.036217 | 0
953 | 1 | 0.00018831 | 0.00024111 | 0 | 0.00022322 | 0.00011416 | 0 | 0.13611 | 0.099 | 0.0001 | 0.15833 | 0.010974 | 0
954 | 1 | 0.00020062 | 0.00024585 | 0 | 0.00016448 | 0.00011416 | 0 | 0.1265 | 0.0902 | 0.0001 | 0.16667 | 0.00085063 | 0
955 | 1 | 0.00021574 | 0.00024812 | 0 | 0.00011748 | 0.00011416 | 0 | 0.10488 | 0.0875 | 0.0001 | 0.15 | 0.00013621 | 0
956 | 1 | 0.00019981 | 0.00024917 | 0 | 8.8113e-05 | 0.00011416 | 0 | 0.07526 | 0.0846 | 0.0001 | 0.16667 | 0.011287 | 0
957 | 1 | 0.00017627 | 0.00024838 | 0 | 5.8742e-05 | 0.00011416 | 0 | 0.066453 | 0.0854 | 0.0001 | 0.16667 | 0.024803 | 0
958 | 1 | 0.00015351 | 0.00024741 | 0 | 3.7595e-05 | 0.00011416 | 0 | 0.060048 | 0.0944 | 0.0001 | 0.15833 | 0.021325 | 0
959 | 1 | 0.00016131 | 0.00024648 | 0 | 2.3497e-05 | 0.00011416 | 0 | 0.051241 | 0.105 | 0.0001 | 0.16667 | 0.011204 | 0
960 | 1 | 0.00015754 | 0.00024681 | 0 | 9.3987e-06 | 0.00011416 | 0 | 0.032826 | 0.103 | 0.0001 | 0.15833 | 0.0013373 | 0
961 | 1 | 0.0001335 | 0.00024817 | 0 | 5.8742e-06 | 0.00011416 | 0 | 0.028823 | 0.0932 | 0.0001 | 0.13333 | 0.0059748 | 0
962 | 1 | 0.00011513 | 0.00024934 | 0 | 2.3497e-06 | 0.00011416 | 0 | 0.029624 | 0.0837 | 0.0001 | 0.125 | 0.034368 | 0
963 | 1 | 0.00010133 | 0.00024926 | 0 | 1.1748e-06 | 0.00011416 | 0 | 0.028823 | 0.0808 | 0.0001 | 0.16667 | 0.041482 | 0
964 | 1 | 9.5688e-05 | 0.00024941 | 0 | 1.4098e-05 | 0.00011416 | 0 | 0.029624 | 0.0774 | 0.0001 | 0.15833 | 0.028332 | 0
965 | 1 | 9.7111e-05 | 0.0002507 | 0 | 3.7595e-05 | 0.00011416 | 0 | 0.034428 | 0.0718 | 0.0001 | 0.15833 | 0.0086474 | 0
966 | 1 | 0.00011209 | 0.00025193 | 0 | 9.3987e-05 | 0.00011416 | 0 | 0.03763 | 0.0618 | 0.0001 | 0.16667 | 0.00079265 | 0
967 | 1 | 0.00015449 | 0.00025261 | 0 | 0.0001821 | 0.00011416 | 0 | 0.040032 | 0.0474 | 0.0001 | 0.16667 | 4.1009e-05 | 0
968 | 1 | 0.00018931 | 0.00024491 | 0 | 0.0001586 | 0.00011416 | 0 | 0.045637 | 0.031 | 0.0001 | 0.16667 | 0.0078515 | 0
969 | 1 | 0.0001962 | 0.00022366 | 0 | 0.00014685 | 0.00011416 | 0.0073543 | 0.047238 | 0.0158 | 0.0001 | 0.16667 | 0.019261 | 0.0073543
970 | 1 | 0.00020358 | 0.00020938 | 0 | 0.00016448 | 0.00011416 | 0.027835 | 0.030424 | 0.0065 | 0.0001 | 0.16667 | 0.017646 | 0.027835
971 | 1 | 0.00020622 | 0.00019299 | 0 | 0.00018797 | 0.00011416 | 0.0025071 | 0.031225 | 0.0033 | 0.0001 | 0.16667 | 0.010054 | 0.0025071
972 | 1 | 0.00021404 | 0.00017863 | 0 | 0.00020677 | 0.00011416 | 0 | 0.024019 | 0.0024 | 0.0001 | 0.16667 | 0.0013373 | 0
973 | 1 | 0.00020782 | 0.00017111 | 0 | 0.00018797 | 0.00011416 | 0 | 0.020817 | 0.0027 | 0.0001 | 0.16667 | 0.0042568 | 0
974 | 1 | 0.0002079 | 0.00016982 | 0 | 0.00019032 | 0.00011416 | 0 | 0.016813 | 0.0036 | 0.0001 | 0.16667 | 0.026119 | 0
975 | 1 | 0.00020446 | 0.00017443 | 0 | 0.00021382 | 0.00011416 | 0 | 0.014412 | 0.0057 | 0.0001 | 0.16667 | 0.031154 | 0
976 | 1 | 0.00020167 | 0.00019217 | 0 | 0.00022322 | 0.00011416 | 0 | 0.018415 | 0.0096 | 0.0001 | 0.15 | 0.021683 | 0
977 | 1 | 0.00019494 | 0.00022172 | 0 | 0.00022322 | 0.00011416 | 0 | 0.048038 | 0.0187 | 0.0001 | 0.175 | 0.0066753 | 0
978 | 1 | 0.00020371 | 0.0002365 | 0 | 0.00016448 | 0.00011416 | 0 | 0.092874 | 0.0306 | 0.0001 | 0.18333 | 0.00073737 | 0
979 | 1 | 0.00021768 | 0.00024796 | 0 | 0.00011748 | 0.00011416 | 0 | 0.13291 | 0.0443 | 0.0001 | 0.18333 | 5.3757e-06 | 0
980 | 1 | 0.00020096 | 0.00025406 | 0 | 8.8113e-05 | 0.00011416 | 0 | 0.13771 | 0.061 | 0.0001 | 0.175 | 0.0051952 | 0
981 | 1 | 0.00017632 | 0.00025933 | 0 | 5.8742e-05 | 0.00011416 | 0 | 0.1289 | 0.0743 | 0.0001 | 0.18333 | 0.014612 | 0
982 | 1 | 0.00015247 | 0.00026313 | 0 | 3.7595e-05 | 0.00011416 | 0 | 0.14011 | 0.0868 | 0.0001 | 0.175 | 0.014416 | 0
983 | 1 | 0.00015934 | 0.00026828 | 0 | 2.3497e-05 | 0.00011416 | 0 | 0.13371 | 0.103 | 0.0001 | 0.15 | 0.0089859 | 0
984 | 1 | 0.00015351 | 0.00027191 | 0 | 9.3987e-06 | 0.00011416 | 0 | 0.088871 | 0.1102 | 0.0001 | 0.15 | 0.0013373 | 0
985 | 1 | 0.00012567 | 0.00027467 | 0 | 5.8742e-06 | 0.00011416 | 0 | 0.077662 | 0.1052 | 0.0001 | 0.175 | 0.0038861 | 0
986 | 1 | 0.00010699 | 0.00027976 | 0 | 2.3497e-06 | 0.00011416 | 0 | 0.047238 | 0.0968 | 0.0001 | 0.175 | 0.024287 | 0
987 | 1 | 9.3174e-05 | 0.00028669 | 0 | 1.1748e-06 | 0.00011416 | 0 | 0.030424 | 0.0921 | 0.0001 | 0.175 | 0.028873 | 0
988 | 1 | 8.3481e-05 | 0.00029107 | 0 | 1.4098e-05 | 0.00011416 | 0 | 0.02482 | 0.0808 | 0.0001 | 0.175 | 0.020202 | 0
989 | 1 | 8.298e-05 | 0.00029267 | 0 | 3.7595e-05 | 0.00011416 | 0 | 0.018415 | 0.0726 | 0.0001 | 0.175 | 0.0062342 | 0
990 | 1 | 9.9261e-05 | 0.00029238 | 0 | 9.3987e-05 | 0.00011416 | 0 | 0.015212 | 0.0765 | 0.0001 | 0.175 | 0.00072397 | 0
991 | 1 | 0.00014042 | 0.00029192 | 0 | 0.0001821 | 0.00011416 | 0 | 0.01281 | 0.0857 | 0.0001 | 0.175 | 2.3399e-06 | 0
992 | 1 | 0.00018046 | 0.00027749 | 0 | 0.0001586 | 0.00011416 | 0 | 0.01281 | 0.0947 | 0.0001 | 0.175 | 0.0046411 | 0
993 | 1 | 0.00019199 | 0.00024659 | 0 | 0.00014685 | 0.00011416 | 0.0071537 | 0.011209 | 0.0952 | 0.0001 | 0.175 | 0.013581 | 0.0071537
994 | 1 | 0.00020164 | 0.00022287 | 0 | 0.00016448 | 0.00011416 | 0 | 0.013611 | 0.0915 | 0.0001 | 0.15833 | 0.013675 | 0
995 | 1 | 0.00020726 | 0.00020659 | 0 | 0.00018797 | 0.00011416 | 0 | 0.01281 | 0.079 | 0.0001 | 0.175 | 0.0087312 | 0
996 | 1 | 0.0002134 | 0.00018975 | 0 | 0.00020677 | 0.00011416 | 0 | 0.0088071 | 0.0601 | 0.0001 | 0.175 | 0.0013373 | 0
997 | 1 | 0.00020616 | 0.00017593 | 0 | 0.00018797 | 0.00011416 | 0 | 0.0072058 | 0.0395 | 0.0001 | 0.16667 | 0.0046503 | 0
998 | 1 | 0.00020598 | 0.00016954 | 0 | 0.00019032 | 0.00011416 | 0.0023623 | 0.0048038 | 0.0205 | 0.0001 | 0.15 | 0.028041 | 0.0023623
999 | 1 | 0.00020106 | 0.00017203 | 0 | 0.00021382 | 0.00011416 | 0.44744 | 0.0040032 | 0.0075 | 0.0001 | 0.15833 | 0.033553 | 0.44744
1000 | 1 | 0.00019437 | 0.00019479 | 0 | 0.00022322 | 0.00011416 | 0.32584 | 0.0056045 | 0.0016 | 0.0001 | 0.175 | 0.023235 | 0.32584
1001 | 1 | 0.00018715 | 0.00023674 | 0 | 0.00022322 | 0.00011416 | 0 | 0.0064051 | 0.0004 | 0.0001 | 0.175 | 0.0071367 | 0
1002 | 1 | 0.00018866 | 0.00025308 | 0 | 0.00016448 | 0.00011416 | 0 | 0.0080064 | 0.0026 | 0.0001 | 0.18333 | 0.00075094 | 0
1003 | 1 | 0.00021152 | 0.00026144 | 0 | 0.00011748 | 0.00011416 | 0 | 0.016813 | 0.006 | 0.0001 | 0.18333 | 1.0303e-05 | 0
1004 | 1 | 0.00019958 | 0.00026735 | 0 | 8.8113e-05 | 0.00011416 | 0 | 0.038431 | 0.0097 | 0.0001 | 0.18333 | 0.0057917 | 0
1005 | 1 | 0.00017813 | 0.00027315 | 0 | 5.8742e-05 | 0.00011416 | 0 | 0.043235 | 0.0115 | 0.0001 | 0.175 | 0.015695 | 0
1006 | 1 | 0.00015248 | 0.00027723 | 0 | 3.7595e-05 | 0.00011416 | 0 | 0.044836 | 0.0119 | 0.0001 | 0.175 | 0.015183 | 0
1007 | 1 | 0.0001606 | 0.00027948 | 0 | 2.3497e-05 | 0.00011416 | 0 | 0.04964 | 0.012 | 0.0001 | 0.175 | 0.0092455 | 0
1008 | 1 | 0.00015882 | 0.00028096 | 0 | 9.3987e-06 | 0.00011416 | 0 | 0.040833 | 0.0128 | 0.0001 | 0.175 | 0.0013373 | 0
1009 | 1 | 0.0001377 | 0.00028241 | 0 | 5.8742e-06 | 0.00011416 | 0 | 0.051241 | 0.0129 | 0.0001 | 0.175 | 0.0064666 | 0
1010 | 1 | 0.00011894 | 0.00028404 | 0 | 2.3497e-06 | 0.00011416 | 0 | 0.051241 | 0.0118 | 0.0001 | 0.175 | 0.036671 | 0
1011 | 1 | 0.00010104 | 0.00028873 | 0 | 1.1748e-06 | 0.00011416 | 0 | 0.048839 | 0.0103 | 0.0001 | 0.175 | 0.044379 | 0
1012 | 1 | 9.7091e-05 | 0.00029332 | 0 | 1.4098e-05 | 0.00011416 | 0 | 0.042434 | 0.0093 | 0.0001 | 0.175 | 0.030183 | 0
1013 | 1 | 9.6811e-05 | 0.00029683 | 0 | 3.7595e-05 | 0.00011416 | 0 | 0.034428 | 0.0087 | 0.0001 | 0.175 | 0.0091946 | 0
1014 | 1 | 0.00011082 | 0.00030007 | 0 | 9.3987e-05 | 0.00011416 | 0 | 0.030424 | 0.0089 | 0.0001 | 0.175 | 0.00080689 | 0
1015 | 1 | 0.0001521 | 0.00030308 | 0 | 0.0001821 | 0.00011416 | 0 | 0.032026 | 0.0107 | 0.0001 | 0.175 | 5.8079e-05 | 0
1016 | 1 | 0.00019063 | 0.00029514 | 0 | 0.0001586 | 0.00011416 | 0 | 0.036029 | 0.0143 | 0.0001 | 0.175 | 0.0086334 | 0
1017 | 1 | 0.00019357 | 0.00027142 | 0 | 0.00014685 | 0.00011416 | 0.23338 | 0.032026 | 0.0165 | 0.0001 | 0.16667 | 0.020559 | 0.23338
1018 | 1 | 0.00020283 | 0.00024039 | 0 | 0.00016448 | 0.00011416 | 0.49719 | 0.027222 | 0.019 | 0.0001 | 0.15833 | 0.018522 | 0.49719
1019 | 1 | 0.00020344 | 0.00021249 | 0 | 0.00018797 | 0.00011416 | 0.72693 | 0.016813 | 0.0199 | 0.0001 | 0.15833 | 0.010334 | 0.72693
1020 | 1 | 0.00020989 | 0.00018833 | 0 | 0.00020677 | 0.00011416 | 0.77988 | 0.010408 | 0.0219 | 0.0001 | 0.175 | 0.0013373 | 0.77988
1021 | 1 | 0.0001989 | 0.00017245 | 0 | 0.00018797 | 0.00011416 | 0.79713 | 0.0088071 | 0.022 | 0.0001 | 0.175 | 0.010683 | 0.79713
1022 | 1 | 0.00019568 | 0.00016446 | 0 | 0.00019032 | 0.00011416 | 0.70431 | 0.0096077 | 0.0218 | 0.0001 | 0.175 | 0.055732 | 0.70431
1023 | 1 | 0.00018921 | 0.0001661 | 0 | 0.00021382 | 0.00011416 | 0.61136 | 0.016813 | 0.0202 | 0.0001 | 0.175 | 0.068513 | 0.61136
1024 | 1 | 0.00018331 | 0.0001906 | 0 | 0.00022322 | 0.00011416 | 0.33097 | 0.020016 | 0.018 | 0.0001 | 0.16667 | 0.045444 | 0.33097
1025 | 1 | 0.00017237 | 0.00023844 | 0 | 0.00022322 | 0.00011416 | 0.047391 | 0.013611 | 0.0216 | 0.0001 | 0.16667 | 0.013684 | 0.047391
1026 | 1 | 0.0001777 | 0.00025714 | 0 | 0.00016448 | 0.00011416 | 0 | 0.013611 | 0.0327 | 0.0001 | 0.175 | 0.00091137 | 0
1027 | 1 | 0.0002046 | 0.00026323 | 0 | 0.00011748 | 0.00011416 | 0 | 0.032026 | 0.0439 | 0.0001 | 0.175 | 0.00032027 | 0
1028 | 1 | 0.0001962 | 0.00026229 | 0 | 8.8113e-05 | 0.00011416 | 0 | 0.032026 | 0.0598 | 0.0001 | 0.175 | 0.015602 | 0
1029 | 1 | 0.00017326 | 0.00026079 | 0 | 5.8742e-05 | 0.00011416 | 0 | 0.051241 | 0.0784 | 0.0001 | 0.175 | 0.031318 | 0
1030 | 1 | 0.00015032 | 0.00025861 | 0 | 3.7595e-05 | 0.00011416 | 0 | 0.067254 | 0.0979 | 0.0001 | 0.16667 | 0.025484 | 0
1031 | 1 | 0.00015926 | 0.0002602 | 0 | 2.3497e-05 | 0.00011416 | 0 | 0.07526 | 0.1179 | 0.0001 | 0.15833 | 0.012438 | 0
1032 | 1 | 0.00015598 | 0.00026226 | 0 | 9.3987e-06 | 0.00011416 | 0 | 0.096878 | 0.1263 | 0.0001 | 0.15833 | 0.0013373 | 0
1033 | 1 | 0.00013301 | 0.00026487 | 0 | 5.8742e-06 | 0.00011416 | 0 | 0.14171 | 0.1222 | 0.0001 | 0.15833 | 0.016421 | 0
1034 | 1 | 0.00011933 | 0.00026737 | 0 | 2.3497e-06 | 0.00011416 | 0 | 0.17854 | 0.138 | 0.0001 | 0.16667 | 0.080465 | 0
1035 | 1 | 0.00010343 | 0.00026847 | 0 | 1.1748e-06 | 0.00011416 | 0 | 0.15693 | 0.1711 | 0.0001 | 0.175 | 0.10011 | 0
1036 | 1 | 9.6621e-05 | 0.00026964 | 0 | 1.4098e-05 | 0.00011416 | 0 | 0.21137 | 0.2204 | 0.0001 | 0.175 | 0.065138 | 0
1037 | 1 | 9.5844e-05 | 0.00027128 | 0 | 3.7595e-05 | 0.00011416 | 0 | 0.2482 | 0.2762 | 0.0001 | 0.175 | 0.019439 | 0
1038 | 1 | 0.00010925 | 0.00027315 | 0 | 9.3987e-05 | 0.00011416 | 0 | 0.30665 | 0.328 | 0.0001 | 0.175 | 0.0010245 | 0
1039 | 1 | 0.0001456 | 0.00027521 | 0 | 0.0001821 | 0.00011416 | 0 | 0.33387 | 0.3884 | 0.0001 | 0.175 | 0.00094438 | 0
1040 | 1 | 0.00018319 | 0.00026786 | 0 | 0.0001586 | 0.00011416 | 0 | 0.39712 | 0.4407 | 0.0001 | 0.16667 | 0.02557 | 0
1041 | 1 | 0.00018956 | 0.00024268 | 0 | 0.00014685 | 0.00011416 | 0.27484 | 0.48679 | 0.5144 | 0.0001 | 0.14167 | 0.045297 | 0.27484
1042 | 1 | 0.00019799 | 0.0002094 | 0 | 0.00016448 | 0.00011416 | 0.52995 | 0.47478 | 0.5592 | 0.0001 | 0.14167 | 0.034002 | 0.52995
1043 | 1 | 0.00019847 | 0.00017422 | 0 | 0.00018797 | 0.00011416 | 0.73356 | 0.38991 | 0.594 | 0.0001 | 0.15833 | 0.014811 | 0.73356
1044 | 1 | 0.00020339 | 0.00014282 | 0 | 0.00020677 | 0.00011416 | 0.80031 | 0.34027 | 0.6356 | 0.0001 | 0.175 | 0.0013373 | 0.80031
1045 | 1 | 0.00019156 | 0.00012362 | 0 | 0.00018797 | 0.00011416 | 0.8035 | 0.3811 | 0.6484 | 0.0001 | 0.175 | 0.025142 | 0.8035
1046 | 1 | 0.00018531 | 0.00011834 | 0 | 0.00019032 | 0.00011416 | 0.72045 | 0.42594 | 0.6424 | 0.0001 | 0.175 | 0.11662 | 0.72045
1047 | 1 | 0.00017736 | 0.00012551 | 0 | 0.00021382 | 0.00011416 | 0.62818 | 0.48519 | 0.672 | 0.0001 | 0.16667 | 0.14666 | 0.62818
1048 | 1 | 0.00016702 | 0.00014546 | 0 | 0.00022322 | 0.00011416 | 0.36048 | 0.498 | 0.7051 | 0.0001 | 0.175 | 0.0938 | 0.36048
1049 | 1 | 0.00016374 | 0.00017352 | 0 | 0.00022322 | 0.00011416 | 0.1316 | 0.52602 | 0.772 | 0.0001 | 0.18333 | 0.027767 | 0.1316
1050 | 1 | 0.00016685 | 0.00018943 | 0 | 0.00016448 | 0.00011416 | 0 | 0.53963 | 0.7982 | 0.0001 | 0.18333 | 0.0011648 | 0
1051 | 1 | 0.00019116 | 0.00019517 | 0 | 0.00011748 | 0.00011416 | 0 | 0.59247 | 0.7892 | 0.0001 | 0.18333 | 0.0023023 | 0
1052 | 1 | 0.00018038 | 0.00019596 | 0 | 8.8113e-05 | 0.00011416 | 0 | 0.64932 | 0.7596 | 0.0001 | 0.175 | 0.041324 | 0
1053 | 1 | 0.00015957 | 0.00019675 | 0 | 5.8742e-05 | 0.00011416 | 0 | 0.65252 | 0.7098 | 0.0001 | 0.175 | 0.065756 | 0
1054 | 1 | 0.00013738 | 0.00019849 | 0 | 3.7595e-05 | 0.00011416 | 0 | 0.60849 | 0.7297 | 0.0001 | 0.16667 | 0.045845 | 0
1055 | 1 | 0.00014679 | 0.00020004 | 0 | 2.3497e-05 | 0.00011416 | 0 | 0.54764 | 0.6862 | 0.0001 | 0.16667 | 0.017871 | 0
1056 | 1 | 0.00014602 | 0.00020154 | 0 | 9.3987e-06 | 0.00011416 | 0 | 0.49319 | 0.6215 | 0.0001 | 0.175 | 0.0013373 | 0
1057 | 1 | 0.00012033 | 0.00020151 | 0 | 5.8742e-06 | 0.00011416 | 0 | 0.47158 | 0.5739 | 0.0001 | 0.175 | 0.038131 | 0
1058 | 1 | 9.6481e-05 | 0.00020003 | 0 | 2.3497e-06 | 0.00011416 | 0 | 0.43635 | 0.4983 | 0.0001 | 0.175 | 0.16868 | 0
1059 | 1 | 8.1376e-05 | 0.00019791 | 0 | 1.1748e-06 | 0.00011416 | 0 | 0.39231 | 0.5082 | 0.0001 | 0.175 | 0.21411 | 0
1060 | 1 | 7.1741e-05 | 0.00019758 | 0 | 1.4098e-05 | 0.00011416 | 0 | 0.3771 | 0.4724 | 0.0001 | 0.175 | 0.1349 | 0
1061 | 1 | 6.432e-05 | 0.00019839 | 0 | 3.7595e-05 | 0.00011416 | 0 | 0.34267 | 0.3994 | 0.0001 | 0.175 | 0.039648 | 0
1062 | 1 | 6.5058e-05 | 0.0002009 | 0 | 9.3987e-05 | 0.00011416 | 0 | 0.32586 | 0.3668 | 0.0001 | 0.16667 | 0.0013373 | 0
1063 | 1 | 7.7164e-05 | 0.00020399 | 0 | 0.0001821 | 0.00011416 | 0 | 0.30584 | 0.3652 | 0.0001 | 0.175 | 0.0049321 | 0
1064 | 1 | 8.5336e-05 | 0.00020318 | 0 | 0.0001586 | 0.00011416 | 0 | 0.27942 | 0.3418 | 0.0001 | 0.175 | 0.065567 | 0
1065 | 1 | 0.00010448 | 0.00019324 | 0 | 0.00014685 | 0.00011416 | 0.12236 | 0.27782 | 0.3219 | 0.0001 | 0.175 | 0.09524 | 0.12236
1066 | 1 | 0.00013049 | 0.00017706 | 0 | 0.00016448 | 0.00011416 | 0 | 0.26261 | 0.3008 | 0.0001 | 0.175 | 0.062136 | 0
1067 | 1 | 0.00014324 | 0.00015731 | 0 | 0.00018797 | 0.00011416 | 0 | 0.18655 | 0.2366 | 0.0001 | 0.175 | 0.021786 | 0
1068 | 1 | 0.00015088 | 0.00013879 | 0 | 0.00020677 | 0.00011416 | 0 | 0.16653 | 0.2017 | 0.0001 | 0.175 | 0.0013373 | 0
1069 | 1 | 0.00015065 | 0.00012834 | 0 | 0.00018797 | 0.00011416 | 0.10207 | 0.14331 | 0.197 | 0.0001 | 0.175 | 0.052888 | 0.10207
1070 | 1 | 0.00014291 | 0.00012706 | 0 | 0.00019032 | 0.00011416 | 0.041284 | 0.1265 | 0.2006 | 0.0001 | 0.175 | 0.22628 | 0.041284
1071 | 1 | 0.0001326 | 0.00013413 | 0 | 0.00021382 | 0.00011416 | 0 | 0.1265 | 0.223 | 0.0001 | 0.175 | 0.28916 | 0
1072 | 1 | 0.00012823 | 0.00014875 | 0 | 0.00022322 | 0.00011416 | 0.20117 | 0.10088 | 0.2668 | 0.0001 | 0.175 | 0.18023 | 0.20117
1073 | 1 | 0.000122 | 0.00016973 | 0 | 0.00022322 | 0.00011416 | 0.027545 | 0.080865 | 0.3043 | 0.0001 | 0.18333 | 0.052702 | 0.027545
1074 | 1 | 0.00012718 | 0.00018278 | 0 | 0.00016448 | 0.00011416 | 0 | 0.098479 | 0.3295 | 0.0001 | 0.18333 | 0.0015043 | 0
1075 | 1 | 0.00015297 | 0.0001913 | 0 | 0.00011748 | 0.00011416 | 0 | 0.14091 | 0.3204 | 0.0001 | 0.18333 | 0.0085089 | 0
1076 | 1 | 0.00014619 | 0.00019926 | 0 | 8.8113e-05 | 0.00011416 | 0 | 0.19135 | 0.3064 | 0.0001 | 0.18333 | 0.0938 | 0
1077 | 1 | 0.00012688 | 0.00020434 | 0 | 5.8742e-05 | 0.00011416 | 0 | 0.18815 | 0.2912 | 0.0001 | 0.175 | 0.12789 | 0
1078 | 1 | 0.00010673 | 0.00020917 | 0 | 3.7595e-05 | 0.00011416 | 0 | 0.16974 | 0.2752 | 0.0001 | 0.175 | 0.079513 | 0
1079 | 1 | 0.00010998 | 0.00021713 | 0 | 2.3497e-05 | 0.00011416 | 0 | 0.14412 | 0.2419 | 0.0001 | 0.175 | 0.025714 | 0
1080 | 1 | 0.00011485 | 0.00022652 | 0 | 9.3987e-06 | 0.00011416 | 0 | 0.13771 | 0.2191 | 0.0001 | 0.15833 | 0.0013373 | 0
1081 | 1 | 9.5482e-05 | 0.0002335 | 0 | 5.8742e-06 | 0.00011416 | 0 | 0.15212 | 0.2113 | 0.0001 | 0.175 | 0.071033 | 0
1082 | 1 | 7.7545e-05 | 0.0002399 | 0 | 2.3497e-06 | 0.00011416 | 0 | 0.14171 | 0.2049 | 0.0001 | 0.19167 | 0.29571 | 0
1083 | 1 | 6.1489e-05 | 0.00024798 | 0 | 1.1748e-06 | 0.00011416 | 0 | 0.11849 | 0.1847 | 0.0001 | 0.19167 | 0.37996 | 0
1084 | 1 | 5.2523e-05 | 0.00025833 | 0 | 1.4098e-05 | 0.00011416 | 0 | 0.079263 | 0.1674 | 0.0001 | 0.19167 | 0.23473 | 0
1085 | 1 | 4.7334e-05 | 0.00026398 | 0 | 3.7595e-05 | 0.00011416 | 0 | 0.083267 | 0.1577 | 0.0001 | 0.19167 | 0.068347 | 0
1086 | 1 | 4.797e-05 | 0.0002661 | 0 | 9.3987e-05 | 0.00011416 | 0 | 0.080064 | 0.1397 | 0.0001 | 0.18333 | 0.0016847 | 0
1087 | 1 | 5.4396e-05 | 0.00026398 | 0 | 0.0001821 | 0.00011416 | 0 | 0.060048 | 0.1255 | 0.0001 | 0.175 | 0.013496 | 0
1088 | 1 | 5.8276e-05 | 0.00025245 | 0 | 0.0001586 | 0.00011416 | 0 | 0.068054 | 0.1091 | 0.0001 | 0.18333 | 0.12916 | 0
1089 | 1 | 6.7859e-05 | 0.00023081 | 0 | 0.00014685 | 0.00011416 | 0.33537 | 0.06245 | 0.0793 | 0.0001 | 0.18333 | 0.16727 | 0.33537
1090 | 1 | 8.6409e-05 | 0.00020591 | 0 | 0.00016448 | 0.00011416 | 0.29757 | 0.03763 | 0.0566 | 0.0001 | 0.18333 | 0.099862 | 0.29757
1091 | 1 | 0.00010429 | 0.00017783 | 0 | 0.00018797 | 0.00011416 | 0.38853 | 0.019215 | 0.0504 | 0.0001 | 0.18333 | 0.030087 | 0.38853
1092 | 1 | 0.00011537 | 0.00015664 | 0 | 0.00020677 | 0.00011416 | 0.32549 | 0.0048038 | 0.0445 | 0.0001 | 0.18333 | 0.0013373 | 0.32549
1093 | 1 | 0.00011292 | 0.00014226 | 0 | 0.00018797 | 0.00011416 | 0.4742 | 0.0024019 | 0.0384 | 0.0001 | 0.18333 | 0.089964 | 0.4742
1094 | 1 | 0.00010132 | 0.0001323 | 0 | 0.00019032 | 0.00011416 | 0.75852 | 0.0064051 | 0.0361 | 0.0001 | 0.18333 | 0.36702 | 0.75852
1095 | 1 | 9.4337e-05 | 0.00013249 | 0 | 0.00021382 | 0.00011416 | 0.63923 | 0.016813 | 0.0364 | 0.0001 | 0.18333 | 0.47351 | 0.63923
1096 | 1 | 8.4812e-05 | 0.00015514 | 0 | 0.00022322 | 0.00011416 | 0.38476 | 0.024019 | 0.0419 | 0.0001 | 0.18333 | 0.2906 | 0.38476
1097 | 1 | 7.6007e-05 | 0.00021264 | 0 | 0.00022322 | 0.00011416 | 0.079215 | 0.028823 | 0.0522 | 0.0001 | 0.18333 | 0.084345 | 0.079215
1098 | 1 | 8.2917e-05 | 0.00023968 | 0 | 0.00016448 | 0.00011416 | 0 | 0.046437 | 0.0631 | 0.0001 | 0.18333 | 0.0018538 | 0
1099 | 1 | 0.00011862 | 0.00025439 | 0 | 0.00011748 | 0.00011416 | 0 | 0.092074 | 0.068 | 0.0001 | 0.18333 | 0.019201 | 0
1100 | 1 | 0.00012385 | 0.00026786 | 0 | 8.8113e-05 | 0.00011416 | 0 | 0.10088 | 0.0604 | 0.0001 | 0.18333 | 0.16657 | 0
1101 | 1 | 0.00011242 | 0.00027763 | 0 | 5.8742e-05 | 0.00011416 | 0 | 0.10408 | 0.0397 | 0.0001 | 0.18333 | 0.20773 | 0
1102 | 1 | 0.00010029 | 0.00028103 | 0 | 3.7595e-05 | 0.00011416 | 0 | 0.10168 | 0.0197 | 0.0001 | 0.18333 | 0.12029 | 0
1103 | 1 | 0.00010579 | 0.00028032 | 0 | 2.3497e-05 | 0.00011416 | 0 | 0.072858 | 0.0084 | 0.0001 | 0.18333 | 0.034298 | 0
1104 | 1 | 0.00010801 | 0.00028001 | 0 | 9.3987e-06 | 0.00011416 | 0 | 0.052042 | 0.0046 | 0.0001 | 0.18333 | 0.0013373 | 0
1105 | 1 | 8.9701e-05 | 0.00028343 | 0 | 5.8742e-06 | 0.00011416 | 0 | 0.027222 | 0.0042 | 0.0001 | 0.18333 | 0.11199 | 0
1106 | 1 | 7.5891e-05 | 0.00028648 | 0 | 2.3497e-06 | 0.00011416 | 0 | 0.021617 | 0.0078 | 0.0001 | 0.18333 | 0.44895 | 0
1107 | 1 | 6.2257e-05 | 0.00028971 | 0 | 1.1748e-06 | 0.00011416 | 0 | 0.031225 | 0.0129 | 0.0001 | 0.18333 | 0.58129 | 0
1108 | 1 | 5.8624e-05 | 0.00029178 | 0 | 1.4098e-05 | 0.00011416 | 0 | 0.039231 | 0.0172 | 0.0001 | 0.175 | 0.3547 | 0
1109 | 1 | 6.0259e-05 | 0.0002954 | 0 | 3.7595e-05 | 0.00011416 | 0 | 0.063251 | 0.0217 | 0.0001 | 0.175 | 0.10266 | 0
1110 | 1 | 7.7365e-05 | 0.00029489 | 0 | 9.3987e-05 | 0.00011416 | 0 | 0.068054 | 0.0252 | 0.0001 | 0.175 | 0.0020339 | 0
1111 | 1 | 0.00011832 | 0.00029079 | 0 | 0.0001821 | 0.00011416 | 0 | 0.077662 | 0.0293 | 0.0001 | 0.175 | 0.026323 | 0
1112 | 1 | 0.00014243 | 0.00028494 | 0 | 0.0001586 | 0.00011416 | 0 | 0.080865 | 0.0415 | 0.0001 | 0.175 | 0.21058 | 0
1113 | 1 | 0.00015953 | 0.00027069 | 0 | 0.00014685 | 0.00011416 | 0.27056 | 0.070456 | 0.0642 | 0.0001 | 0.175 | 0.25424 | 0.27056
1114 | 1 | 0.00017498 | 0.00024479 | 0 | 0.00016448 | 0.00011416 | 0.2551 | 0.060048 | 0.0888 | 0.0001 | 0.175 | 0.14333 | 0.2551
1115 | 1 | 0.00018185 | 0.00021488 | 0 | 0.00018797 | 0.00011416 | 0.6539 | 0.035228 | 0.1142 | 0.0001 | 0.16667 | 0.038885 | 0.6539
1116 | 1 | 0.00019184 | 0.00019298 | 0 | 0.00020677 | 0.00011416 | 0.73509 | 0.029624 | 0.1201 | 0.0001 | 0.15833 | 0.0013373 | 0.73509
1117 | 1 | 0.00018678 | 0.00017964 | 0 | 0.00018797 | 0.00011416 | 0.031178 | 0.041633 | 0.1218 | 0.0001 | 0.175 | 0.13351 | 0.031178
1118 | 1 | 0.00018681 | 0.00017439 | 0 | 0.00019032 | 0.00011416 | 0.026988 | 0.042434 | 0.1351 | 0.0001 | 0.16667 | 0.5282 | 0.026988
1119 | 1 | 0.00017992 | 0.00017795 | 0 | 0.00021382 | 0.00011416 | 0.0234 | 0.046437 | 0.1429 | 0.0001 | 0.15833 | 0.68575 | 0.0234
1120 | 1 | 0.0001778 | 0.00019428 | 0 | 0.00022322 | 0.00011416 | 0.016837 | 0.052042 | 0.1654 | 0.0001 | 0.16667 | 0.41662 | 0.016837
1121 | 1 | 0.00016769 | 0.00022807 | 0 | 0.00022322 | 0.00011416 | 0.010864 | 0.052842 | 0.2038 | 0.0001 | 0.16667 | 0.12033 | 0.010864
1122 | 1 | 0.00017491 | 0.0002372 | 0 | 0.00016448 | 0.00011416 | 0 | 0.044836 | 0.2499 | 0.0001 | 0.16667 | 0.0021973 | 0
1123 | 1 | 0.00019809 | 0.00024039 | 0 | 0.00011748 | 0.00011416 | 0 | 0.045637 | 0.2545 | 0.0001 | 0.16667 | 0.033674 | 0
1124 | 1 | 0.00018519 | 0.00024371 | 0 | 8.8113e-05 | 0.00011416 | 0 | 0.054444 | 0.2412 | 0.0001 | 0.16667 | 0.25398 | 0
1125 | 1 | 0.00016437 | 0.00024468 | 0 | 5.8742e-05 | 0.00011416 | 0 | 0.067254 | 0.2102 | 0.0001 | 0.16667 | 0.29924 | 0
1126 | 1 | 0.00014177 | 0.00024386 | 0 | 3.7595e-05 | 0.00011416 | 0 | 0.077662 | 0.1822 | 0.0001 | 0.15833 | 0.16527 | 0
1127 | 1 | 0.00014911 | 0.00024491 | 0 | 2.3497e-05 | 0.00011416 | 0 | 0.084868 | 0.1538 | 0.0001 | 0.15833 | 0.043128 | 0
1128 | 1 | 0.00014488 | 0.00024704 | 0 | 9.3987e-06 | 0.00011416 | 0 | 0.076061 | 0.1163 | 0.0001 | 0.15833 | 0.0013373 | 0
1129 | 1 | 0.00012456 | 0.00024849 | 0 | 5.8742e-06 | 0.00011416 | 0 | 0.066453 | 0.0716 | 0.0001 | 0.175 | 0.14929 | 0
1130 | 1 | 0.00010501 | 0.00024981 | 0 | 2.3497e-06 | 0.00011416 | 0 | 0.056045 | 0.0364 | 0.0001 | 0.175 | 0.58591 | 0
1131 | 1 | 9.3261e-05 | 0.00025175 | 0 | 1.1748e-06 | 0.00011416 | 0 | 0.042434 | 0.0157 | 0.0001 | 0.175 | 0.76192 | 0
1132 | 1 | 8.323e-05 | 0.00025278 | 0 | 1.4098e-05 | 0.00011416 | 0 | 0.036029 | 0.0126 | 0.0001 | 0.175 | 0.46167 | 0
1133 | 1 | 8.7386e-05 | 0.00025257 | 0 | 3.7595e-05 | 0.00011416 | 0 | 0.020016 | 0.043 | 0.0001 | 0.175 | 0.13317 | 0
1134 | 1 | 0.00010085 | 0.00025145 | 0 | 9.3987e-05 | 0.00011416 | 0 | 0.0096077 | 0.1402 | 0.0001 | 0.175 | 0.0023109 | 0
1135 | 1 | 0.00013399 | 0.00024912 | 0 | 0.0001821 | 0.00011416 | 0 | 0.0088071 | 0.2955 | 0.0001 | 0.175 | 0.039265 | 0
1136 | 1 | 0.00016023 | 0.00024072 | 0 | 0.0001586 | 0.00011416 | 0 | 0.01201 | 0.4443 | 0.0001 | 0.16667 | 0.28599 | 0
1137 | 1 | 0.00017598 | 0.00022821 | 0 | 0.00014685 | 0.00011416 | 0.049129 | 0.024019 | 0.4995 | 0.0001 | 0.175 | 0.33202 | 0.049129
1138 | 1 | 0.00019059 | 0.00021142 | 0 | 0.00016448 | 0.00011416 | 0 | 0.034428 | 0.4526 | 0.0001 | 0.175 | 0.18108 | 0
1139 | 1 | 0.00020289 | 0.00019282 | 0 | 0.00018797 | 0.00011416 | 0 | 0.047238 | 0.3763 | 0.0001 | 0.175 | 0.046121 | 0
1140 | 1 | 0.00020902 | 0.0001779 | 0 | 0.00020677 | 0.00011416 | 0 | 0.060849 | 0.2993 | 0.0001 | 0.16667 | 0.0013373 | 0
1141 | 1 | 0.00020167 | 0.00016724 | 0 | 0.00018797 | 0.00011416 | 0 | 0.060048 | 0.2351 | 0.0001 | 0.16667 | 0.16191 | 0
1142 | 1 | 0.00019826 | 0.00016148 | 0 | 0.00019032 | 0.00011416 | 0 | 0.060048 | 0.1959 | 0.0001 | 0.16667 | 0.63184 | 0
1143 | 1 | 0.00019258 | 0.00016177 | 0 | 0.00021382 | 0.00011416 | 0.0023066 | 0.07526 | 0.1864 | 0.0001 | 0.15833 | 0.8226 | 0.0023066
1144 | 1 | 0.00018566 | 0.00017296 | 0 | 0.00022322 | 0.00011416 | 0 | 0.080064 | 0.1795 | 0.0001 | 0.14167 | 0.4975 | 0
1145 | 1 | 0.00017763 | 0.00020502 | 0 | 0.00022322 | 0.00011416 | 0 | 0.094476 | 0.1266 | 0.0001 | 0.15833 | 0.14337 | 0
1146 | 1 | 0.00017672 | 0.00023217 | 0 | 0.00016448 | 0.00011416 | 0 | 0.11849 | 0.072 | 0.0001 | 0.16667 | 0.0023987 | 0
1147 | 1 | 0.00019476 | 0.00025114 | 0 | 0.00011748 | 0.00011416 | 0 | 0.16813 | 0.0544 | 0.0001 | 0.16667 | 0.043843 | 0
1148 | 1 | 0.00018791 | 0.00026674 | 0 | 8.8113e-05 | 0.00011416 | 0 | 0.15132 | 0.0323 | 0.0001 | 0.16667 | 0.31169 | 0
1149 | 1 | 0.00016482 | 0.00027723 | 0 | 5.8742e-05 | 0.00011416 | 0 | 0.10809 | 0.015 | 0.0001 | 0.16667 | 0.35811 | 0
1150 | 1 | 0.00014493 | 0.00027655 | 0 | 3.7595e-05 | 0.00011416 | 0 | 0.084868 | 0.019 | 0.0001 | 0.15833 | 0.19357 | 0
1151 | 1 | 0.00015579 | 0.00027009 | 0 | 2.3497e-05 | 0.00011416 | 0 | 0.065653 | 0.035 | 0.0001 | 0.15833 | 0.048455 | 0
1152 | 1 | 0.0001546 | 0.00026613 | 0 | 9.3987e-06 | 0.00011416 | 0 | 0.038431 | 0.0506 | 0.0001 | 0.15833 | 0.0013373 | 0
1153 | 1 | 0.00013017 | 0.00026779 | 0 | 5.8742e-06 | 0.00011416 | 0 | 0.017614 | 0.0586 | 0.0001 | 0.175 | 0.1707 | 0
1154 | 1 | 0.00011352 | 0.00027446 | 0 | 2.3497e-06 | 0.00011416 | 0 | 0.0096077 | 0.059 | 0.0001 | 0.175 | 0.66376 | 0
1155 | 1 | 9.9963e-05 | 0.00028264 | 0 | 1.1748e-06 | 0.00011416 | 0 | 0.0064051 | 0.0634 | 0.0001 | 0.175 | 0.8648 | 0
1156 | 1 | 9.2308e-05 | 0.00028721 | 0 | 1.4098e-05 | 0.00011416 | 0 | 0.0040032 | 0.0788 | 0.0001 | 0.175 | 0.52239 | 0
1157 | 1 | 9.2093e-05 | 0.00029105 | 0 | 3.7595e-05 | 0.00011416 | 0 | 0.0024019 | 0.1035 | 0.0001 | 0.175 | 0.15046 | 0
1158 | 1 | 0.00010476 | 0.00029533 | 0 | 9.3987e-05 | 0.00011416 | 0 | 0.0024019 | 0.134 | 0.0001 | 0.175 | 0.0024584 | 0
1159 | 1 | 0.00013576 | 0.00029758 | 0 | 0.0001821 | 0.00011416 | 0 | 0.0024019 | 0.1503 | 0.0001 | 0.175 | 0.047084 | 0
1160 | 1 | 0.00015937 | 0.00028896 | 0 | 0.0001586 | 0.00011416 | 0.0073766 | 0.0040032 | 0.1561 | 0.0001 | 0.175 | 0.32965 | 0.0073766
1161 | 1 | 0.0001747 | 0.0002695 | 0 | 0.00014685 | 0.00011416 | 0.068974 | 0.0072058 | 0.1667 | 0.0001 | 0.175 | 0.37624 | 0.068974
1162 | 1 | 0.00018982 | 0.00023905 | 0 | 0.00016448 | 0.00011416 | 0.052093 | 0.011209 | 0.1763 | 0.0001 | 0.16667 | 0.20222 | 0.052093
1163 | 1 | 0.00019914 | 0.00020498 | 0 | 0.00018797 | 0.00011416 | 0.0068863 | 0.014412 | 0.188 | 0.0001 | 0.16667 | 0.050053 | 0.0068863
1164 | 1 | 0.00020717 | 0.00017352 | 0 | 0.00020677 | 0.00011416 | 0.0066411 | 0.0096077 | 0.1947 | 0.0001 | 0.16667 | 0.0013373 | 0.0066411
1165 | 1 | 0.00020203 | 0.00015464 | 0 | 0.00018797 | 0.00011416 | 0 | 0.0080064 | 0.2084 | 0.0001 | 0.175 | 0.1707 | 0
1166 | 1 | 0.00019845 | 0.00014804 | 0 | 0.00019032 | 0.00011416 | 0.29552 | 0.0072058 | 0.2302 | 0.0001 | 0.175 | 0.66376 | 0.29552
1167 | 1 | 0.00019 | 0.00015139 | 0 | 0.00021382 | 0.00011416 | 0.60327 | 0.0056045 | 0.2474 | 0.0001 | 0.15 | 0.8648 | 0.60327
1168 | 1 | 0.00018267 | 0.00017111 | 0 | 0.00022322 | 0.00011416 | 0.38555 | 0.0072058 | 0.2337 | 0.0001 | 0.14167 | 0.52239 | 0.38555
1169 | 1 | 0.00016779 | 0.00022418 | 0 | 0.00022322 | 0.00011416 | 0.11082 | 0.0088071 | 0.2329 | 0.0001 | 0.15 | 0.15046 | 0.11082
1170 | 1 | 0.00016737 | 0.00025299 | 0 | 0.00016448 | 0.00011416 | 0 | 0.010408 | 0.2724 | 0.0001 | 0.175 | 0.0024584 | 0
1171 | 1 | 0.00018784 | 0.00027098 | 0 | 0.00011748 | 0.00011416 | 0 | 0.016813 | 0.3173 | 0.0001 | 0.175 | 0.047084 | 0
1172 | 1 | 0.00018951 | 0.00028374 | 0 | 8.8113e-05 | 0.00011416 | 0 | 0.028823 | 0.3515 | 0.0001 | 0.16667 | 0.32965 | 0
1173 | 1 | 0.00016932 | 0.00029039 | 0 | 5.8742e-05 | 0.00011416 | 0 | 0.052842 | 0.3718 | 0.0001 | 0.16667 | 0.37624 | 0
1174 | 1 | 0.00014883 | 0.00029419 | 0 | 3.7595e-05 | 0.00011416 | 0 | 0.097678 | 0.3945 | 0.0001 | 0.16667 | 0.20222 | 0
1175 | 1 | 0.00015667 | 0.00029534 | 0 | 2.3497e-05 | 0.00011416 | 0 | 0.13611 | 0.4063 | 0.0001 | 0.15833 | 0.050053 | 0
1176 | 1 | 0.00015769 | 0.00028713 | 0 | 9.3987e-06 | 0.00011416 | 0 | 0.20256 | 0.4105 | 0.0001 | 0.15833 | 0.0013373 | 0
1177 | 1 | 0.00013885 | 0.00028383 | 0 | 5.8742e-06 | 0.00011416 | 0 | 0.27862 | 0.4071 | 0.0001 | 0.16667 | 0.16191 | 0
1178 | 1 | 0.00012136 | 0.00028449 | 0 | 2.3497e-06 | 0.00011416 | 0 | 0.30504 | 0.435 | 0.0001 | 0.175 | 0.63184 | 0
1179 | 1 | 0.00010595 | 0.00028868 | 0 | 1.1748e-06 | 0.00011416 | 0 | 0.29544 | 0.4655 | 0.0001 | 0.175 | 0.8226 | 0
1180 | 1 | 9.3098e-05 | 0.00029112 | 0 | 1.4098e-05 | 0.00011416 | 0 | 0.25861 | 0.5266 | 0.0001 | 0.175 | 0.4975 | 0
1181 | 1 | 9.208e-05 | 0.00029074 | 0 | 3.7595e-05 | 0.00011416 | 0 | 0.2474 | 0.5647 | 0.0001 | 0.175 | 0.14337 | 0
1182 | 1 | 0.00010423 | 0.0002887 | 0 | 9.3987e-05 | 0.00011416 | 0 | 0.26902 | 0.5734 | 0.0001 | 0.175 | 0.0023987 | 0
1183 | 1 | 0.00013992 | 0.00028713 | 0 | 0.0001821 | 0.00011416 | 0 | 0.28983 | 0.573 | 0.0001 | 0.175 | 0.043843 | 0
1184 | 1 | 0.00016461 | 0.00027974 | 0 | 0.0001586 | 0.00011416 | 0 | 0.29784 | 0.5698 | 0.0001 | 0.175 | 0.31169 | 0
1185 | 1 | 0.00017649 | 0.00026243 | 0 | 0.00014685 | 0.00011416 | 0.29007 | 0.32586 | 0.5778 | 0.0001 | 0.175 | 0.35811 | 0.29007
1186 | 1 | 0.0001864 | 0.00023905 | 0 | 0.00016448 | 0.00011416 | 0.13946 | 0.34107 | 0.5725 | 0.0001 | 0.175 | 0.19357 | 0.13946
1187 | 1 | 0.0001909 | 0.00021003 | 0 | 0.00018797 | 0.00011416 | 0.16118 | 0.34988 | 0.5833 | 0.0001 | 0.16667 | 0.048455 | 0.16118
1188 | 1 | 0.00019768 | 0.00018189 | 0 | 0.00020677 | 0.00011416 | 0.032894 | 0.39311 | 0.6429 | 0.0001 | 0.175 | 0.0013373 | 0.032894
1189 | 1 | 0.00019195 | 0.00016526 | 0 | 0.00018797 | 0.00011416 | 0.0064963 | 0.44355 | 0.7072 | 0.0001 | 0.175 | 0.14929 | 0.0064963
1190 | 1 | 0.00019197 | 0.0001594 | 0 | 0.00019032 | 0.00011416 | 0 | 0.45316 | 0.7349 | 0.0001 | 0.18333 | 0.58591 | 0
1191 | 1 | 0.00018672 | 0.00016279 | 0 | 0.00021382 | 0.00011416 | 0 | 0.45076 | 0.7385 | 0.0001 | 0.15 | 0.76192 | 0
1192 | 1 | 0.00018269 | 0.0001773 | 0 | 0.00022322 | 0.00011416 | 0 | 0.45877 | 0.7384 | 0.0001 | 0.14167 | 0.46167 | 0
1193 | 1 | 0.00017412 | 0.00020284 | 0 | 0.00022322 | 0.00011416 | 0.022676 | 0.43155 | 0.7478 | 0.0001 | 0.14167 | 0.13317 | 0.022676
1194 | 1 | 0.00017332 | 0.00022215 | 0 | 0.00016448 | 0.00011416 | 0 | 0.36669 | 0.7451 | 0.0001 | 0.15833 | 0.0023109 | 0
1195 | 1 | 0.00019011 | 0.00023454 | 0 | 0.00011748 | 0.00011416 | 0 | 0.36189 | 0.7307 | 0.0001 | 0.15833 | 0.039265 | 0
1196 | 1 | 0.00018299 | 0.00024479 | 0 | 8.8113e-05 | 0.00011416 | 0 | 0.39151 | 0.6926 | 0.0001 | 0.15833 | 0.28599 | 0
1197 | 1 | 0.00016272 | 0.00025173 | 0 | 5.8742e-05 | 0.00011416 | 0 | 0.47718 | 0.7018 | 0.0001 | 0.15833 | 0.33202 | 0
1198 | 1 | 0.00014135 | 0.00025255 | 0 | 3.7595e-05 | 0.00011416 | 0 | 0.53243 | 0.7318 | 0.0001 | 0.15833 | 0.18108 | 0
1199 | 1 | 0.00014677 | 0.00025189 | 0 | 2.3497e-05 | 0.00011416 | 0 | 0.52682 | 0.7509 | 0.0001 | 0.15833 | 0.046121 | 0
1200 | 1 | 0.00014723 | 0.00025144 | 0 | 9.3987e-06 | 0.00011416 | 0 | 0.55645 | 0.7658 | 0.0001 | 0.15833 | 0.0013373 | 0
1201 | 1 | 0.00012403 | 0.00024931 | 0 | 5.8742e-06 | 0.00011416 | 0 | 0.60288 | 0.7977 | 0.0001 | 0.15833 | 0.12975 | 0
1202 | 1 | 0.00010757 | 0.00024598 | 0 | 2.3497e-06 | 0.00011416 | 0 | 0.61489 | 0.7989 | 0.0001 | 0.16667 | 0.51439 | 0
1203 | 1 | 9.326e-05 | 0.00024165 | 0 | 1.1748e-06 | 0.00011416 | 0 | 0.6253 | 0.7814 | 0.0001 | 0.175 | 0.66754 | 0
1204 | 1 | 8.8124e-05 | 0.00023809 | 0 | 1.4098e-05 | 0.00011416 | 0 | 0.61489 | 0.7636 | 0.0001 | 0.175 | 0.40584 | 0
1205 | 1 | 8.7787e-05 | 0.00023528 | 0 | 3.7595e-05 | 0.00011416 | 0 | 0.66213 | 0.7275 | 0.0001 | 0.175 | 0.11725 | 0
1206 | 1 | 9.8942e-05 | 0.00023259 | 0 | 9.3987e-05 | 0.00011416 | 0 | 0.66133 | 0.6429 | 0.0001 | 0.175 | 0.0021695 | 0
1207 | 1 | 0.00013702 | 0.00022266 | 0 | 0.0001821 | 0.00011416 | 0 | 0.66853 | 0.5911 | 0.0001 | 0.16667 | 0.032364 | 0
1208 | 1 | 0.00015747 | 0.00021777 | 0 | 0.0001586 | 0.00011416 | 0.018129 | 0.68215 | 0.5245 | 0.0001 | 0.16667 | 0.24637 | 0.018129
1209 | 1 | 0.00017432 | 0.00021256 | 0 | 0.00014685 | 0.00011416 | 0 | 0.67254 | 0.391 | 0.0001 | 0.175 | 0.2914 | 0
1210 | 1 | 0.00018895 | 0.00020338 | 0 | 0.00016448 | 0.00011416 | 0 | 0.64371 | 0.2327 | 0.0001 | 0.175 | 0.16147 | 0
1211 | 1 | 0.00019508 | 0.00019305 | 0 | 0.00018797 | 0.00011416 | 0 | 0.63251 | 0.2231 | 0.0001 | 0.175 | 0.0424 | 0
1212 | 1 | 0.00020582 | 0.00018509 | 0 | 0.00020677 | 0.00011416 | 0 | 0.60128 | 0.1625 | 0.0001 | 0.16667 | 0.0013373 | 0
1213 | 1 | 0.00020092 | 0.00018376 | 0 | 0.00018797 | 0.00011416 | 0 | 0.60929 | 0.1292 | 0.0001 | 0.14167 | 0.10864 | 0
1214 | 1 | 0.00019643 | 0.00018612 | 0 | 0.00019032 | 0.00011416 | 0 | 0.6237 | 0.0877 | 0.0001 | 0.125 | 0.43657 | 0
1215 | 1 | 0.00018762 | 0.00018839 | 0 | 0.00021382 | 0.00011416 | 0 | 0.57566 | 0.0763 | 0.0001 | 0.10833 | 0.56498 | 0
1216 | 1 | 0.00018045 | 0.00018832 | 0 | 0.00022322 | 0.00011416 | 0 | 0.52042 | 0.0545 | 0.0001 | 0.15833 | 0.34502 | 0
1217 | 1 | 0.00017425 | 0.00018936 | 0 | 0.00022322 | 0.00011416 | 0.0031311 | 0.57646 | 0.0287 | 0.0001 | 0.175 | 0.099898 | 0.0031311
1218 | 1 | 0.00018099 | 0.00019142 | 0 | 0.00016448 | 0.00011416 | 0 | 0.66133 | 0.0086 | 0.0001 | 0.175 | 0.0020075 | 0
1219 | 1 | 0.00019356 | 0.00019353 | 0 | 0.00011748 | 0.00011416 | 0 | 0.67174 | 0.0094 | 0.0001 | 0.175 | 0.025213 | 0
1220 | 1 | 0.00017776 | 0.00019469 | 0 | 8.8113e-05 | 0.00011416 | 0 | 0.68615 | 0.035 | 0.0001 | 0.175 | 0.20387 | 0
1221 | 1 | 0.00015731 | 0.00019552 | 0 | 5.8742e-05 | 0.00011416 | 0 | 0.69816 | 0.105 | 0.0001 | 0.16667 | 0.24721 | 0
1222 | 1 | 0.00013638 | 0.00019812 | 0 | 3.7595e-05 | 0.00011416 | 0 | 0.65893 | 0.1625 | 0.0001 | 0.175 | 0.13987 | 0
1223 | 1 | 0.00014755 | 0.00020254 | 0 | 2.3497e-05 | 0.00011416 | 0 | 0.6309 | 0.1863 | 0.0001 | 0.175 | 0.038206 | 0
1224 | 1 | 0.00015078 | 0.00020725 | 0 | 9.3987e-06 | 0.00011416 | 0 | 0.54524 | 0.1981 | 0.0001 | 0.175 | 0.0013373 | 0
1225 | 1 | 0.00012451 | 0.00021231 | 0 | 5.8742e-06 | 0.00011416 | 0 | 0.49159 | 0.1963 | 0.0001 | 0.175 | 0.084249 | 0
1226 | 1 | 0.00010264 | 0.00021884 | 0 | 2.3497e-06 | 0.00011416 | 0 | 0.38351 | 0.1904 | 0.0001 | 0.175 | 0.34559 | 0
1227 | 1 | 8.3485e-05 | 0.00022634 | 0 | 1.1748e-06 | 0.00011416 | 0 | 0.30344 | 0.1889 | 0.0001 | 0.175 | 0.44538 | 0
1228 | 1 | 7.3509e-05 | 0.00023404 | 0 | 1.4098e-05 | 0.00011416 | 0 | 0.25861 | 0.1745 | 0.0001 | 0.175 | 0.27383 | 0
1229 | 1 | 7.0373e-05 | 0.00023978 | 0 | 3.7595e-05 | 0.00011416 | 0 | 0.17054 | 0.1456 | 0.0001 | 0.16667 | 0.079544 | 0
1230 | 1 | 6.9614e-05 | 0.00024362 | 0 | 9.3987e-05 | 0.00011416 | 0 | 0.095276 | 0.1203 | 0.0001 | 0.16667 | 0.0018044 | 0
1231 | 1 | 8.0991e-05 | 0.00024351 | 0 | 0.0001821 | 0.00011416 | 0 | 0.076061 | 0.118 | 0.0001 | 0.16667 | 0.017434 | 0
1232 | 1 | 8.6446e-05 | 0.00023845 | 0 | 0.0001586 | 0.00011416 | 0.083148 | 0.072858 | 0.1228 | 0.0001 | 0.175 | 0.15523 | 0.083148
1233 | 1 | 0.00010266 | 0.00023088 | 0 | 0.00014685 | 0.00011416 | 0.016803 | 0.089672 | 0.1262 | 0.0001 | 0.175 | 0.19557 | 0.016803
1234 | 1 | 0.00012461 | 0.00022023 | 0 | 0.00016448 | 0.00011416 | 0.1643 | 0.095276 | 0.1165 | 0.0001 | 0.175 | 0.11419 | 0.1643
1235 | 1 | 0.00013482 | 0.00020945 | 0 | 0.00018797 | 0.00011416 | 0.38909 | 0.093675 | 0.0989 | 0.0001 | 0.175 | 0.033057 | 0.38909
1236 | 1 | 0.00014467 | 0.00019978 | 0 | 0.00020677 | 0.00011416 | 0.068896 | 0.10008 | 0.0959 | 0.0001 | 0.175 | 0.0013373 | 0.068896
1237 | 1 | 0.00014299 | 0.00019514 | 0 | 0.00018797 | 0.00011416 | 0 | 0.10568 | 0.1048 | 0.0001 | 0.175 | 0.06381 | 0
1238 | 1 | 0.0001392 | 0.00019727 | 0 | 0.00019032 | 0.00011416 | 0.0021394 | 0.11209 | 0.1051 | 0.0001 | 0.175 | 0.26822 | 0.0021394
1239 | 1 | 0.00013129 | 0.00020318 | 0 | 0.00021382 | 0.00011416 | 0.035323 | 0.10568 | 0.0946 | 0.0001 | 0.175 | 0.34396 | 0.035323
1240 | 1 | 0.00012717 | 0.00021254 | 0 | 0.00022322 | 0.00011416 | 0.15021 | 0.076861 | 0.0818 | 0.0001 | 0.175 | 0.21317 | 0.15021
1241 | 1 | 0.00012762 | 0.00022985 | 0 | 0.00022322 | 0.00011416 | 0 | 0.066453 | 0.0783 | 0.0001 | 0.18333 | 0.062162 | 0
1242 | 1 | 0.00013636 | 0.0002409 | 0 | 0.00016448 | 0.00011416 | 0 | 0.059247 | 0.079 | 0.0001 | 0.175 | 0.0016155 | 0
1243 | 1 | 0.00015396 | 0.0002447 | 0 | 0.00011748 | 0.00011416 | 0 | 0.047238 | 0.083 | 0.0001 | 0.16667 | 0.011446 | 0
1244 | 1 | 0.00015154 | 0.0002499 | 0 | 8.8113e-05 | 0.00011416 | 0 | 0.031225 | 0.0858 | 0.0001 | 0.15833 | 0.11501 | 0
1245 | 1 | 0.00013156 | 0.00025707 | 0 | 5.8742e-05 | 0.00011416 | 0 | 0.036829 | 0.0927 | 0.0001 | 0.15833 | 0.15168 | 0
1246 | 1 | 0.00011136 | 0.00026554 | 0 | 3.7595e-05 | 0.00011416 | 0 | 0.036829 | 0.1079 | 0.0001 | 0.15833 | 0.091868 | 0
1247 | 1 | 0.00011826 | 0.00027315 | 0 | 2.3497e-05 | 0.00011416 | 0 | 0.036029 | 0.1195 | 0.0001 | 0.15 | 0.028393 | 0
1248 | 1 | 0.00012381 | 0.00027924 | 0 | 9.3987e-06 | 0.00011416 | 0 | 0.052042 | 0.1384 | 0.0001 | 0.14167 | 0.0013373 | 0
1249 | 1 | 0.00010471 | 0.00028426 | 0 | 5.8742e-06 | 0.00011416 | 0 | 0.056845 | 0.167 | 0.0001 | 0.15 | 0.04329 | 0
1250 | 1 | 8.8287e-05 | 0.00028833 | 0 | 2.3497e-06 | 0.00011416 | 0 | 0.072058 | 0.1893 | 0.0001 | 0.15 | 0.18897 | 0
1251 | 1 | 7.0426e-05 | 0.00028817 | 0 | 1.1748e-06 | 0.00011416 | 0 | 0.064051 | 0.1621 | 0.0001 | 0.14167 | 0.2405 | 0
1252 | 1 | 6.0485e-05 | 0.00028707 | 0 | 1.4098e-05 | 0.00011416 | 0 | 0.052842 | 0.1027 | 0.0001 | 0.14167 | 0.15088 | 0
1253 | 1 | 5.7022e-05 | 0.00028786 | 0 | 3.7595e-05 | 0.00011416 | 0 | 0.055244 | 0.0648 | 0.0001 | 0.14167 | 0.044255 | 0
1254 | 1 | 5.6261e-05 | 0.00029096 | 0 | 9.3987e-05 | 0.00011416 | 0 | 0.054444 | 0.0496 | 0.0001 | 0.14167 | 0.0013984 | 0
1255 | 1 | 6.1103e-05 | 0.00029531 | 0 | 0.0001821 | 0.00011416 | 0 | 0.047238 | 0.0602 | 0.0001 | 0.15 | 0.006123 | 0
1256 | 1 | 6.2403e-05 | 0.00028137 | 0 | 0.0001586 | 0.00011416 | 0.030732 | 0.047238 | 0.0973 | 0.0001 | 0.14167 | 0.07537 | 0.030732
1257 | 1 | 7.5369e-05 | 0.00026278 | 0 | 0.00014685 | 0.00011416 | 0.079471 | 0.04964 | 0.1479 | 0.0001 | 0.15 | 0.10674 | 0.079471
1258 | 1 | 0.00010005 | 0.0002335 | 0 | 0.00016448 | 0.00011416 | 0.025851 | 0.053643 | 0.1966 | 0.0001 | 0.15 | 0.068319 | 0.025851
1259 | 1 | 0.00011712 | 0.00020017 | 0 | 0.00018797 | 0.00011416 | 0.0021951 | 0.057646 | 0.2588 | 0.0001 | 0.15833 | 0.023208 | 0.0021951
1260 | 1 | 0.00012812 | 0.00017895 | 0 | 0.00020677 | 0.00011416 | 0 | 0.073659 | 0.3452 | 0.0001 | 0.16667 | 0.0013373 | 0
1261 | 1 | 0.00012962 | 0.00016758 | 0 | 0.00018797 | 0.00011416 | 0.211 | 0.11289 | 0.4493 | 0.0001 | 0.15833 | 0.029075 | 0.211
1262 | 1 | 0.00011595 | 0.00016486 | 0 | 0.00019032 | 0.00011416 | 0.41605 | 0.15132 | 0.558 | 0.0001 | 0.15 | 0.13256 | 0.41605
1263 | 1 | 0.00010364 | 0.00017186 | 0 | 0.00021382 | 0.00011416 | 0.38424 | 0.21457 | 0.6122 | 0.0001 | 0.15833 | 0.16727 | 0.38424
1264 | 1 | 9.5228e-05 | 0.00018828 | 0 | 0.00022322 | 0.00011416 | 0.22531 | 0.28183 | 0.6697 | 0.0001 | 0.15 | 0.1064 | 0.22531
1265 | 1 | 8.7991e-05 | 0.00021315 | 0 | 0.00022322 | 0.00011416 | 0.064528 | 0.30264 | 0.7449 | 0.0001 | 0.15833 | 0.031417 | 0.064528
1266 | 1 | 0.00010009 | 0.00022263 | 0 | 0.00016448 | 0.00011416 | 0 | 0.3811 | 0.8252 | 0.0001 | 0.15833 | 0.0012206 | 0
1267 | 1 | 0.00013397 | 0.00022798 | 0 | 0.00011748 | 0.00011416 | 0 | 0.52842 | 0.8932 | 0.0001 | 0.15833 | 0.0030341 | 0
1268 | 1 | 0.00014186 | 0.00023381 | 0 | 8.8113e-05 | 0.00011416 | 0 | 0.68455 | 0.933 | 0.0001 | 0.15833 | 0.048587 | 0
1269 | 1 | 0.00012714 | 0.00023851 | 0 | 5.8742e-05 | 0.00011416 | 0 | 0.77422 | 0.9626 | 0.0001 | 0.15833 | 0.074782 | 0
1270 | 1 | 0.00010731 | 0.00024121 | 0 | 3.7595e-05 | 0.00011416 | 0 | 0.78223 | 0.9753 | 0.0001 | 0.15833 | 0.050911 | 0
1271 | 1 | 0.00011291 | 0.00024166 | 0 | 2.3497e-05 | 0.00011416 | 0 | 0.79584 | 0.9775 | 0.0001 | 0.15833 | 0.019119 | 0
1272 | 1 | 0.00011109 | 0.00024636 | 0 | 9.3987e-06 | 0.00011416 | 0 | 0.78783 | 0.9622 | 0.0001 | 0.15833 | 0.0013373 | 0
1273 | 1 | 8.9791e-05 | 0.00025329 | 0 | 5.8742e-06 | 0.00011416 | 0 | 0.77422 | 0.9217 | 0.0001 | 0.15833 | 0.018372 | 0
1274 | 1 | 7.5449e-05 | 0.00025597 | 0 | 2.3497e-06 | 0.00011416 | 0 | 0.76141 | 0.8448 | 0.0001 | 0.15833 | 0.088676 | 0
1275 | 1 | 6.2064e-05 | 0.00025449 | 0 | 1.1748e-06 | 0.00011416 | 0 | 0.73419 | 0.7262 | 0.0001 | 0.15833 | 0.11065 | 0
1276 | 1 | 5.422e-05 | 0.000251 | 0 | 1.4098e-05 | 0.00011416 | 0 | 0.71417 | 0.6608 | 0.0001 | 0.15833 | 0.071659 | 0
1277 | 1 | 6.0736e-05 | 0.00024662 | 0 | 3.7595e-05 | 0.00011416 | 0 | 0.70056 | 0.5488 | 0.0001 | 0.15833 | 0.021338 | 0
1278 | 1 | 8.2415e-05 | 0.00024315 | 0 | 9.3987e-05 | 0.00011416 | 0 | 0.65092 | 0.4806 | 0.0001 | 0.15833 | 0.0010584 | 0
1279 | 1 | 0.00013081 | 0.00024257 | 0 | 0.0001821 | 0.00011416 | 0 | 0.58527 | 0.4789 | 0.0001 | 0.15 | 0.0012111 | 0
1280 | 1 | 0.00016701 | 0.00023959 | 0 | 0.0001586 | 0.00011416 | 0 | 0.51641 | 0.4538 | 0.0001 | 0.15 | 0.029044 | 0
1281 | 1 | 0.00017328 | 0.00023104 | 0 | 0.00014685 | 0.00011416 | 0.0026854 | 0.41393 | 0.4009 | 0.0001 | 0.13333 | 0.049941 | 0.0026854
1282 | 1 | 0.00018457 | 0.00021304 | 0 | 0.00016448 | 0.00011416 | 0.0092709 | 0.3771 | 0.3997 | 0.0001 | 0.125 | 0.036744 | 0.0092709
1283 | 1 | 0.00018691 | 0.00018416 | 0 | 0.00018797 | 0.00011416 | 0.082769 | 0.28823 | 0.4631 | 0.0001 | 0.13333 | 0.01554 | 0.082769
1284 | 1 | 0.00019214 | 0.00015957 | 0 | 0.00020677 | 0.00011416 | 0.27063 | 0.2562 | 0.5295 | 0.0001 | 0.15 | 0.0013373 | 0.27063
1285 | 1 | 0.00018038 | 0.00014861 | 0 | 0.00018797 | 0.00011416 | 0.12549 | 0.30905 | 0.5903 | 0.0001 | 0.15833 | 0.012157 | 0.12549
1286 | 1 | 0.00018487 | 0.00014874 | 0 | 0.00019032 | 0.00011416 | 0.25445 | 0.42034 | 0.6036 | 0.0001 | 0.15 | 0.062188 | 0.25445
1287 | 1 | 0.00017951 | 0.00015654 | 0 | 0.00021382 | 0.00011416 | 0 | 0.44355 | 0.6426 | 0.0001 | 0.15833 | 0.076735 | 0
1288 | 1 | 0.000177 | 0.00016921 | 0 | 0.00022322 | 0.00011416 | 0 | 0.46197 | 0.7247 | 0.0001 | 0.16667 | 0.050594 | 0
1289 | 1 | 0.00017326 | 0.00018415 | 0 | 0.00022322 | 0.00011416 | 0.014218 | 0.42034 | 0.803 | 0.0001 | 0.16667 | 0.015193 | 0.014218
1290 | 1 | 0.00017851 | 0.00019776 | 0 | 0.00016448 | 0.00011416 | 0 | 0.44516 | 0.8453 | 0.0001 | 0.15833 | 0.00094279 | 0
1291 | 1 | 0.00020044 | 0.00020901 | 0 | 0.00011748 | 0.00011416 | 0 | 0.56765 | 0.8386 | 0.0001 | 0.16667 | 0.00045479 | 0
1292 | 1 | 0.00019709 | 0.0002194 | 0 | 8.8113e-05 | 0.00011416 | 0 | 0.58767 | 0.8242 | 0.0001 | 0.16667 | 0.01812 | 0
1293 | 1 | 0.00017048 | 0.00022725 | 0 | 5.8742e-05 | 0.00011416 | 0 | 0.58687 | 0.8098 | 0.0001 | 0.16667 | 0.034965 | 0
1294 | 1 | 0.0001465 | 0.0002318 | 0 | 3.7595e-05 | 0.00011416 | 0 | 0.54924 | 0.7951 | 0.0001 | 0.15833 | 0.027752 | 0
1295 | 1 | 0.00015127 | 0.00023575 | 0 | 2.3497e-05 | 0.00011416 | 0 | 0.59327 | 0.8003 | 0.0001 | 0.15833 | 0.013088 | 0
1296 | 1 | 0.00014689 | 0.00023889 | 0 | 9.3987e-06 | 0.00011416 | 0 | 0.61089 | 0.8187 | 0.0001 | 0.15833 | 0.0013373 | 0
1297 | 1 | 0.00012078 | 0.00024165 | 0 | 5.8742e-06 | 0.00011416 | 0 | 0.58687 | 0.8461 | 0.0001 | 0.15833 | 0.0087032 | 0
1298 | 1 | 0.00010394 | 0.00024517 | 0 | 2.3497e-06 | 0.00011416 | 0 | 0.64612 | 0.8671 | 0.0001 | 0.15833 | 0.046912 | 0
1299 | 1 | 8.9693e-05 | 0.00024859 | 0 | 1.1748e-06 | 0.00011416 | 0 | 0.69175 | 0.8782 | 0.0001 | 0.15833 | 0.057314 | 0
1300 | 1 | 8.1056e-05 | 0.00024845 | 0 | 1.4098e-05 | 0.00011416 | 0 | 0.68054 | 0.8727 | 0.0001 | 0.15833 | 0.038394 | 0
1301 | 1 | 8.4557e-05 | 0.00024517 | 0 | 3.7595e-05 | 0.00011416 | 0 | 0.69255 | 0.8502 | 0.0001 | 0.15833 | 0.011614 | 0
1302 | 1 | 9.8189e-05 | 0.00024161 | 0 | 9.3987e-05 | 0.00011416 | 0 | 0.65252 | 0.8015 | 0.0001 | 0.15833 | 0.00086555 | 0
1303 | 1 | 0.00014275 | 0.00023777 | 0 | 0.0001821 | 0.00011416 | 0 | 0.6269 | 0.7345 | 0.0001 | 0.15833 | 0.00017275 | 0
1304 | 1 | 0.00017248 | 0.0002283 | 0 | 0.0001586 | 0.00011416 | 0.053363 | 0.63651 | 0.6849 | 0.0001 | 0.15833 | 0.012279 | 0.053363
1305 | 1 | 0.00017978 | 0.00021205 | 0 | 0.00014685 | 0.00011416 | 0.026275 | 0.59488 | 0.6353 | 0.0001 | 0.15 | 0.026338 | 0.026275
1306 | 1 | 0.00019277 | 0.00019345 | 0 | 0.00016448 | 0.00011416 | 0 | 0.52682 | 0.5775 | 0.0001 | 0.125 | 0.022319 | 0
1307 | 1 | 0.00019873 | 0.00017889 | 0 | 0.00018797 | 0.00011416 | 0 | 0.52522 | 0.5159 | 0.0001 | 0.13333 | 0.011505 | 0
1308 | 1 | 0.00020191 | 0.0001686 | 0 | 0.00020677 | 0.00011416 | 0.25145 | 0.42594 | 0.4481 | 0.0001 | 0.15 | 0.0013373 | 0.25145
1309 | 1 | 0.00019282 | 0.00016163 | 0 | 0.00018797 | 0.00011416 | 0.0041451 | 0.3739 | 0.4183 | 0.0001 | 0.15833 | 0.0075296 | 0.0041451
1310 | 1 | 0.00019079 | 0.00015662 | 0 | 0.00019032 | 0.00011416 | 0.087505 | 0.30184 | 0.426 | 0.0001 | 0.14167 | 0.041581 | 0.087505
1311 | 1 | 0.00018686 | 0.00015537 | 0 | 0.00021382 | 0.00011416 | 0.39077 | 0.26902 | 0.4223 | 0.0001 | 0.15833 | 0.050571 | 0.39077
1312 | 1 | 0.0001813 | 0.00016254 | 0 | 0.00022322 | 0.00011416 | 0.32315 | 0.22178 | 0.4152 | 0.0001 | 0.15833 | 0.034124 | 0.32315
1313 | 1 | 0.00017454 | 0.00019664 | 0 | 0.00022322 | 0.00011416 | 0.2015 | 0.20096 | 0.4545 | 0.0001 | 0.15833 | 0.010357 | 0.2015
1314 | 1 | 0.00017531 | 0.00022297 | 0 | 0.00016448 | 0.00011416 | 0 | 0.15452 | 0.4645 | 0.0001 | 0.15833 | 0.00083588 | 0
1315 | 1 | 0.00019329 | 0.0002227 | 0 | 0.00011748 | 0.00011416 | 0 | 0.16093 | 0.4888 | 0.0001 | 0.16667 | 0.00010522 | 0
1316 | 1 | 0.00019512 | 0.00022132 | 0 | 8.8113e-05 | 0.00011416 | 0 | 0.23779 | 0.5148 | 0.0001 | 0.16667 | 0.01035 | 0
1317 | 1 | 0.00017299 | 0.00022381 | 0 | 5.8742e-05 | 0.00011416 | 0 | 0.28983 | 0.5372 | 0.0001 | 0.16667 | 0.023329 | 0
1318 | 1 | 0.00014997 | 0.00023259 | 0 | 3.7595e-05 | 0.00011416 | 0 | 0.25701 | 0.5192 | 0.0001 | 0.16667 | 0.020362 | 0
1319 | 1 | 0.0001543 | 0.00024166 | 0 | 2.3497e-05 | 0.00011416 | 0 | 0.19295 | 0.4853 | 0.0001 | 0.15833 | 0.010909 | 0
1320 | 1 | 0.0001483 | 0.00024962 | 0 | 9.3987e-06 | 0.00011416 | 0 | 0.17134 | 0.441 | 0.0001 | 0.15833 | 0.0013373 | 0
1321 | 1 | 0.00012246 | 0.00025505 | 0 | 5.8742e-06 | 0.00011416 | 0 | 0.18255 | 0.3811 | 0.0001 | 0.15833 | 0.0087032 | 0
1322 | 1 | 0.00010392 | 0.000261 | 0 | 2.3497e-06 | 0.00011416 | 0 | 0.20336 | 0.323 | 0.0001 | 0.15833 | 0.046912 | 0
1323 | 1 | 9.2601e-05 | 0.00026125 | 0 | 1.1748e-06 | 0.00011416 | 0 | 0.21217 | 0.2707 | 0.0001 | 0.15833 | 0.057314 | 0
1324 | 1 | 8.8428e-05 | 0.00025835 | 0 | 1.4098e-05 | 0.00011416 | 0 | 0.20336 | 0.2358 | 0.0001 | 0.15833 | 0.038394 | 0
1325 | 1 | 8.8039e-05 | 0.00025683 | 0 | 3.7595e-05 | 0.00011416 | 0 | 0.17934 | 0.2206 | 0.0001 | 0.15833 | 0.011614 | 0
1326 | 1 | 0.00010414 | 0.00025695 | 0 | 9.3987e-05 | 0.00011416 | 0 | 0.19936 | 0.2124 | 0.0001 | 0.15833 | 0.00086555 | 0
1327 | 1 | 0.00014248 | 0.00025655 | 0 | 0.0001821 | 0.00011416 | 0 | 0.23539 | 0.2066 | 0.0001 | 0.15833 | 0.00017275 | 0
1328 | 1 | 0.00017169 | 0.00025337 | 0 | 0.0001586 | 0.00011416 | 0.0041786 | 0.24099 | 0.2168 | 0.0001 | 0.15833 | 0.012279 | 0.0041786
1329 | 1 | 0.00017703 | 0.00024683 | 0 | 0.00014685 | 0.00011416 | 0 | 0.27702 | 0.2071 | 0.0001 | 0.15833 | 0.026338 | 0
1330 | 1 | 0.00018635 | 0.00023936 | 0 | 0.00016448 | 0.00011416 | 0.0090369 | 0.28183 | 0.1615 | 0.0001 | 0.15833 | 0.022319 | 0.0090369
1331 | 1 | 0.00019324 | 0.00022941 | 0 | 0.00018797 | 0.00011416 | 0 | 0.28743 | 0.1238 | 0.0001 | 0.15833 | 0.011505 | 0
1332 | 1 | 0.00019867 | 0.00021819 | 0 | 0.00020677 | 0.00011416 | 0 | 0.23939 | 0.1151 | 0.0001 | 0.15833 | 0.0013373 | 0
1333 | 1 | 0.00019027 | 0.00020968 | 0 | 0.00018797 | 0.00011416 | 0 | 0.17694 | 0.1248 | 0.0001 | 0.16667 | 0.012157 | 0
1334 | 1 | 0.00019538 | 0.00020282 | 0 | 0.00019032 | 0.00011416 | 0 | 0.14572 | 0.1126 | 0.0001 | 0.16667 | 0.062188 | 0
1335 | 1 | 0.00019268 | 0.00019877 | 0 | 0.00021382 | 0.00011416 | 0 | 0.1273 | 0.0851 | 0.0001 | 0.175 | 0.076735 | 0
1336 | 1 | 0.00019213 | 0.00019908 | 0 | 0.00022322 | 0.00011416 | 0 | 0.10568 | 0.0546 | 0.0001 | 0.175 | 0.050594 | 0
1337 | 1 | 0.00018704 | 0.00020891 | 0 | 0.00022322 | 0.00011416 | 0.034855 | 0.082466 | 0.0278 | 0.0001 | 0.175 | 0.015193 | 0.034855
1338 | 1 | 0.00018734 | 0.00021734 | 0 | 0.00016448 | 0.00011416 | 0 | 0.064051 | 0.009 | 0.0001 | 0.175 | 0.00094279 | 0
1339 | 1 | 0.00020233 | 0.00021908 | 0 | 0.00011748 | 0.00011416 | 0 | 0.053643 | 0.0003 | 0.0001 | 0.175 | 0.00045479 | 0
1340 | 1 | 0.00019659 | 0.00022257 | 0 | 8.8113e-05 | 0.00011416 | 0 | 0.03763 | 0 | 0.0001 | 0.16667 | 0.01812 | 0
1341 | 1 | 0.00017308 | 0.00022669 | 0 | 5.8742e-05 | 0.00011416 | 0 | 0.029624 | 0.0092 | 0.0001 | 0.15833 | 0.034965 | 0
1342 | 1 | 0.00015229 | 0.00022795 | 0 | 3.7595e-05 | 0.00011416 | 0 | 0.028823 | 0.0445 | 0.0001 | 0.16667 | 0.027752 | 0
1343 | 1 | 0.0001565 | 0.00022838 | 0 | 2.3497e-05 | 0.00011416 | 0 | 0.035228 | 0.0937 | 0.0001 | 0.15833 | 0.013088 | 0
1344 | 1 | 0.00015463 | 0.00022769 | 0 | 9.3987e-06 | 0.00011416 | 0 | 0.028022 | 0.1531 | 0.0001 | 0.15833 | 0.0013373 | 0
1345 | 1 | 0.00012967 | 0.00022671 | 0 | 5.8742e-06 | 0.00011416 | 0 | 0.028022 | 0.2197 | 0.0001 | 0.15833 | 0.017378 | 0
1346 | 1 | 0.00010895 | 0.00022765 | 0 | 2.3497e-06 | 0.00011416 | 0 | 0.030424 | 0.2699 | 0.0001 | 0.15833 | 0.084504 | 0
1347 | 1 | 9.688e-05 | 0.00023023 | 0 | 1.1748e-06 | 0.00011416 | 0 | 0.05044 | 0.2898 | 0.0001 | 0.15833 | 0.10529 | 0
1348 | 1 | 8.9507e-05 | 0.00023315 | 0 | 1.4098e-05 | 0.00011416 | 0 | 0.068855 | 0.3133 | 0.0001 | 0.15833 | 0.068347 | 0
1349 | 1 | 8.9116e-05 | 0.00023625 | 0 | 3.7595e-05 | 0.00011416 | 0 | 0.060849 | 0.3682 | 0.0001 | 0.15833 | 0.020374 | 0
1350 | 1 | 0.00010434 | 0.0002381 | 0 | 9.3987e-05 | 0.00011416 | 0 | 0.069656 | 0.4116 | 0.0001 | 0.15833 | 0.0010414 | 0
1351 | 1 | 0.00014581 | 0.00023896 | 0 | 0.0001821 | 0.00011416 | 0 | 0.10408 | 0.4854 | 0.0001 | 0.15833 | 0.0010722 | 0
1352 | 1 | 0.00017069 | 0.00023154 | 0 | 0.0001586 | 0.00011416 | 0.0039334 | 0.15372 | 0.5302 | 0.0001 | 0.15833 | 0.02727 | 0.0039334
1353 | 1 | 0.00017793 | 0.00021339 | 0 | 0.00014685 | 0.00011416 | 0.027757 | 0.2514 | 0.5494 | 0.0001 | 0.15 | 0.047581 | 0.027757
1354 | 1 | 0.00019015 | 0.00018952 | 0 | 0.00016448 | 0.00011416 | 0.062478 | 0.30504 | 0.5339 | 0.0001 | 0.15 | 0.035355 | 0.062478
1355 | 1 | 0.00019407 | 0.00016874 | 0 | 0.00018797 | 0.00011416 | 0.010563 | 0.32586 | 0.5779 | 0.0001 | 0.13333 | 0.015172 | 0.010563
1356 | 1 | 0.00019793 | 0.00015511 | 0 | 0.00020677 | 0.00011416 | 0 | 0.34588 | 0.5491 | 0.0001 | 0.15 | 0.0013373 | 0
1357 | 1 | 0.00018868 | 0.00014615 | 0 | 0.00018797 | 0.00011416 | 0.050945 | 0.34588 | 0.5813 | 0.0001 | 0.15833 | 0.023914 | 0.050945
1358 | 1 | 0.00019284 | 0.00013924 | 0 | 0.00019032 | 0.00011416 | 0.030687 | 0.38591 | 0.5913 | 0.0001 | 0.15833 | 0.11161 | 0.030687
1359 | 1 | 0.00018872 | 0.00013715 | 0 | 0.00021382 | 0.00011416 | 0 | 0.3787 | 0.576 | 0.0001 | 0.15833 | 0.14018 | 0
1360 | 1 | 0.00018958 | 0.00014155 | 0 | 0.00022322 | 0.00011416 | 0 | 0.39071 | 0.5203 | 0.0001 | 0.16667 | 0.089831 | 0
1361 | 1 | 0.00018632 | 0.00014917 | 0 | 0.00022322 | 0.00011416 | 0.015645 | 0.40833 | 0.386 | 0.0001 | 0.16667 | 0.026617 | 0.015645
1362 | 1 | 0.00019289 | 0.00015368 | 0 | 0.00016448 | 0.00011416 | 0 | 0.41313 | 0.4802 | 0.0001 | 0.16667 | 0.0011466 | 0
1363 | 1 | 0.00020881 | 0.00015573 | 0 | 0.00011748 | 0.00011416 | 0 | 0.41633 | 0.5979 | 0.0001 | 0.16667 | 0.0020875 | 0
1364 | 1 | 0.00020197 | 0.00016067 | 0 | 8.8113e-05 | 0.00011416 | 0 | 0.44195 | 0.4573 | 0.0001 | 0.16667 | 0.039075 | 0
1365 | 1 | 0.00017755 | 0.00016839 | 0 | 5.8742e-05 | 0.00011416 | 0 | 0.40272 | 0.353 | 0.0001 | 0.16667 | 0.062917 | 0
1366 | 1 | 0.00015395 | 0.00017556 | 0 | 3.7595e-05 | 0.00011416 | 0 | 0.3691 | 0.394 | 0.0001 | 0.16667 | 0.044234 | 0
1367 | 1 | 0.00015917 | 0.00018465 | 0 | 2.3497e-05 | 0.00011416 | 0 | 0.3707 | 0.5766 | 0.0001 | 0.15833 | 0.017467 | 0
1368 | 1 | 0.00015463 | 0.00019186 | 0 | 9.3987e-06 | 0.00011416 | 0 | 0.38351 | 0.6572 | 0.0001 | 0.15833 | 0.0013373 | 0
1369 | 1 | 0.00012426 | 0.00019922 | 0 | 5.8742e-06 | 0.00011416 | 0 | 0.40833 | 0.6705 | 0.0001 | 0.15833 | 0.033399 | 0
1370 | 1 | 0.00010279 | 0.00020697 | 0 | 2.3497e-06 | 0.00011416 | 0 | 0.39151 | 0.6455 | 0.0001 | 0.15833 | 0.1499 | 0
1371 | 1 | 8.7559e-05 | 0.00021409 | 0 | 1.1748e-06 | 0.00011416 | 0 | 0.38671 | 0.636 | 0.0001 | 0.15833 | 0.18973 | 0
1372 | 1 | 8.1756e-05 | 0.00022146 | 0 | 1.4098e-05 | 0.00011416 | 0 | 0.36829 | 0.6225 | 0.0001 | 0.15 | 0.12009 | 0
1373 | 1 | 8.4167e-05 | 0.00022845 | 0 | 3.7595e-05 | 0.00011416 | 0 | 0.3779 | 0.5842 | 0.0001 | 0.15 | 0.035373 | 0
1374 | 1 | 9.9769e-05 | 0.00023573 | 0 | 9.3987e-05 | 0.00011416 | 0 | 0.40512 | 0.5187 | 0.0001 | 0.15833 | 0.0012781 | 0
1375 | 1 | 0.00014058 | 0.00024552 | 0 | 0.0001821 | 0.00011416 | 0 | 0.42434 | 0.4464 | 0.0001 | 0.15833 | 0.0039066 | 0
1376 | 1 | 0.00016841 | 0.00023081 | 0 | 0.0001586 | 0.00011416 | 0.044661 | 0.3731 | 0.3773 | 0.0001 | 0.15 | 0.056654 | 0.044661
1377 | 1 | 0.00017371 | 0.00020654 | 0 | 0.00014685 | 0.00011416 | 0.25481 | 0.30665 | 0.3258 | 0.0001 | 0.15 | 0.084599 | 0.25481
1378 | 1 | 0.00018392 | 0.0001846 | 0 | 0.00016448 | 0.00011416 | 0.40542 | 0.26982 | 0.2922 | 0.0001 | 0.15833 | 0.056337 | 0.40542
1379 | 1 | 0.00018716 | 0.00017214 | 0 | 0.00018797 | 0.00011416 | 0.0020949 | 0.2554 | 0.2493 | 0.0001 | 0.16667 | 0.020423 | 0.0020949
1380 | 1 | 0.00018823 | 0.00016422 | 0 | 0.00020677 | 0.00011416 | 0.60607 | 0.26021 | 0.207 | 0.0001 | 0.16667 | 0.0013373 | 0.60607
1381 | 1 | 0.00017889 | 0.00016123 | 0 | 0.00018797 | 0.00011416 | 0.30714 | 0.23859 | 0.177 | 0.0001 | 0.16667 | 0.04329 | 0.30714
1382 | 1 | 0.00017586 | 0.00016237 | 0 | 0.00019032 | 0.00011416 | 0.35472 | 0.20176 | 0.1514 | 0.0001 | 0.16667 | 0.18897 | 0.35472
1383 | 1 | 0.00016866 | 0.00016772 | 0 | 0.00021382 | 0.00011416 | 0.6119 | 0.19215 | 0.1159 | 0.0001 | 0.15833 | 0.2405 | 0.6119
1384 | 1 | 0.00016019 | 0.00017982 | 0 | 0.00022322 | 0.00011416 | 0.25467 | 0.17294 | 0.0875 | 0.0001 | 0.15833 | 0.15088 | 0.25467
1385 | 1 | 0.00015084 | 0.000214 | 0 | 0.00022322 | 0.00011416 | 0.11417 | 0.13211 | 0.0853 | 0.0001 | 0.15 | 0.044255 | 0.11417
1386 | 1 | 0.00014785 | 0.0002529 | 0 | 0.00016448 | 0.00011416 | 0 | 0.10088 | 0.097 | 0.0001 | 0.15833 | 0.0013984 | 0
1387 | 1 | 0.00016078 | 0.00026538 | 0 | 0.00011748 | 0.00011416 | 0 | 0.092874 | 0.094 | 0.0001 | 0.15833 | 0.006123 | 0
1388 | 1 | 0.00016488 | 0.00027711 | 0 | 8.8113e-05 | 0.00011416 | 0 | 0.10488 | 0.113 | 0.0001 | 0.15 | 0.07537 | 0
1389 | 1 | 0.0001446 | 0.00028782 | 0 | 5.8742e-05 | 0.00011416 | 0 | 0.093675 | 0.1749 | 0.0001 | 0.15 | 0.10674 | 0
1390 | 1 | 0.00012742 | 0.00029791 | 0 | 3.7595e-05 | 0.00011416 | 0 | 0.08727 | 0.2448 | 0.0001 | 0.14167 | 0.068319 | 0
1391 | 1 | 0.00013837 | 0.00030615 | 0 | 2.3497e-05 | 0.00011416 | 0 | 0.068054 | 0.2864 | 0.0001 | 0.15 | 0.023208 | 0
1392 | 1 | 0.00013794 | 0.00031128 | 0 | 9.3987e-06 | 0.00011416 | 0 | 0.053643 | 0.3176 | 0.0001 | 0.15 | 0.0013373 | 0
1393 | 1 | 0.00011273 | 0.00031339 | 0 | 5.8742e-06 | 0.00011416 | 0 | 0.066453 | 0.341 | 0.0001 | 0.15 | 0.054964 | 0
1394 | 1 | 9.6744e-05 | 0.00031199 | 0 | 2.3497e-06 | 0.00011416 | 0 | 0.10248 | 0.3876 | 0.0001 | 0.15 | 0.23429 | 0
1395 | 1 | 7.8792e-05 | 0.00030737 | 0 | 1.1748e-06 | 0.00011416 | 0 | 0.1305 | 0.4026 | 0.0001 | 0.15 | 0.29961 | 0
1396 | 1 | 7.0273e-05 | 0.00030358 | 0 | 1.4098e-05 | 0.00011416 | 0 | 0.16573 | 0.3928 | 0.0001 | 0.15 | 0.18653 | 0
1397 | 1 | 6.469e-05 | 0.00030184 | 0 | 3.7595e-05 | 0.00011416 | 0 | 0.22818 | 0.3954 | 0.0001 | 0.15 | 0.054511 | 0
1398 | 1 | 6.5614e-05 | 0.00029922 | 0 | 9.3987e-05 | 0.00011416 | 0 | 0.32426 | 0.4352 | 0.0001 | 0.15 | 0.0015261 | 0
1399 | 1 | 7.7365e-05 | 0.00029613 | 0 | 0.0001821 | 0.00011416 | 0 | 0.39472 | 0.4801 | 0.0001 | 0.15 | 0.0090503 | 0
1400 | 1 | 8.3207e-05 | 0.00027725 | 0 | 0.0001586 | 0.00011416 | 0.045909 | 0.46597 | 0.5144 | 0.0001 | 0.15 | 0.097813 | 0.045909
1401 | 1 | 0.00010245 | 0.00025976 | 0 | 0.00014685 | 0.00011416 | 0.046109 | 0.44916 | 0.5273 | 0.0001 | 0.15 | 0.13243 | 0.046109
1402 | 1 | 0.000125 | 0.00023901 | 0 | 0.00016448 | 0.00011416 | 0.017405 | 0.39712 | 0.6166 | 0.0001 | 0.15 | 0.08189 | 0.017405
1403 | 1 | 0.00013493 | 0.00020852 | 0 | 0.00018797 | 0.00011416 | 0.41863 | 0.41633 | 0.6636 | 0.0001 | 0.16667 | 0.026235 | 0.41863
1404 | 1 | 0.00014276 | 0.00017263 | 0 | 0.00020677 | 0.00011416 | 0.26501 | 0.46757 | 0.7211 | 0.0001 | 0.16667 | 0.0013373 | 0.26501
1405 | 1 | 0.00013994 | 0.00014924 | 0 | 0.00018797 | 0.00011416 | 0.1102 | 0.52762 | 0.7848 | 0.0001 | 0.16667 | 0.06616 | 0.1102
1406 | 1 | 0.00013265 | 0.00014047 | 0 | 0.00019032 | 0.00011416 | 0.82362 | 0.55965 | 0.8141 | 0.0001 | 0.16667 | 0.27718 | 0.82362
1407 | 1 | 0.00012423 | 0.00014369 | 0 | 0.00021382 | 0.00011416 | 0.5625 | 0.60448 | 0.8126 | 0.0001 | 0.16667 | 0.3557 | 0.5625
1408 | 1 | 0.00012067 | 0.00015703 | 0 | 0.00022322 | 0.00011416 | 0.51064 | 0.65733 | 0.8345 | 0.0001 | 0.16667 | 0.2202 | 0.51064
1409 | 1 | 0.00011444 | 0.00017521 | 0 | 0.00022322 | 0.00011416 | 0.11119 | 0.67734 | 0.867 | 0.0001 | 0.16667 | 0.06418 | 0.11119
1410 | 1 | 0.00012173 | 0.00018755 | 0 | 0.00016448 | 0.00011416 | 0 | 0.66853 | 0.8845 | 0.0001 | 0.16667 | 0.0016383 | 0
1411 | 1 | 0.00014506 | 0.00019083 | 0 | 0.00011748 | 0.00011416 | 0 | 0.70937 | 0.8975 | 0.0001 | 0.16667 | 0.012104 | 0
1412 | 1 | 0.00014537 | 0.00019285 | 0 | 8.8113e-05 | 0.00011416 | 0 | 0.72618 | 0.8959 | 0.0001 | 0.16667 | 0.11961 | 0
1413 | 1 | 0.00012682 | 0.00019893 | 0 | 5.8742e-05 | 0.00011416 | 0 | 0.7462 | 0.8618 | 0.0001 | 0.15833 | 0.15676 | 0
1414 | 1 | 0.00010689 | 0.00020645 | 0 | 3.7595e-05 | 0.00011416 | 0 | 0.72698 | 0.8572 | 0.0001 | 0.15833 | 0.094484 | 0
1415 | 1 | 0.00011148 | 0.00021266 | 0 | 2.3497e-05 | 0.00011416 | 0 | 0.71898 | 0.8851 | 0.0001 | 0.15833 | 0.02895 | 0
1416 | 1 | 0.00011268 | 0.00021425 | 0 | 9.3987e-06 | 0.00011416 | 0 | 0.73899 | 0.8965 | 0.0001 | 0.15833 | 0.0013373 | 0
1417 | 1 | 9.3097e-05 | 0.00021074 | 0 | 5.8742e-06 | 0.00011416 | 0 | 0.73579 | 0.9231 | 0.0001 | 0.15833 | 0.07614 | 0
1418 | 1 | 7.5566e-05 | 0.00020367 | 0 | 2.3497e-06 | 0.00011416 | 0 | 0.7438 | 0.9306 | 0.0001 | 0.15833 | 0.31504 | 0
1419 | 1 | 6.3502e-05 | 0.00019284 | 0 | 1.1748e-06 | 0.00011416 | 0 | 0.7454 | 0.9 | 0.0001 | 0.15833 | 0.40529 | 0
1420 | 1 | 5.2636e-05 | 0.00018018 | 0 | 1.4098e-05 | 0.00011416 | 0 | 0.72058 | 0.8876 | 0.0001 | 0.15833 | 0.24989 | 0
1421 | 1 | 5.3651e-05 | 0.00016483 | 0 | 3.7595e-05 | 0.00011416 | 0 | 0.76861 | 0.8833 | 0.0001 | 0.15 | 0.07269 | 0
1422 | 1 | 5.5476e-05 | 0.0001546 | 0 | 9.3987e-05 | 0.00011416 | 0 | 0.73259 | 0.8587 | 0.0001 | 0.15 | 0.0017319 | 0
1423 | 1 | 6.319e-05 | 0.00015067 | 0 | 0.0001821 | 0.00011416 | 0 | 0.69816 | 0.8455 | 0.0001 | 0.15 | 0.014991 | 0
1424 | 1 | 6.163e-05 | 0.00014396 | 0 | 0.0001586 | 0.00011416 | 0.07732 | 0.67334 | 0.8262 | 0.0001 | 0.15 | 0.1392 | 0.07732
1425 | 1 | 7.4209e-05 | 0.00013835 | 0 | 0.00014685 | 0.00011416 | 0.32393 | 0.66613 | 0.8053 | 0.0001 | 0.15833 | 0.17824 | 0.32393
1426 | 1 | 9.6554e-05 | 0.00013195 | 0 | 0.00016448 | 0.00011416 | 0.34613 | 0.68775 | 0.7849 | 0.0001 | 0.15833 | 0.10544 | 0.34613
1427 | 1 | 0.00011088 | 0.00011972 | 0 | 0.00018797 | 0.00011416 | 0.36944 | 0.67574 | 0.7741 | 0.0001 | 0.16667 | 0.031253 | 0.36944
1428 | 1 | 0.00012165 | 0.00010895 | 0 | 0.00020677 | 0.00011416 | 0.080229 | 0.66133 | 0.7571 | 0.0001 | 0.16667 | 0.0013373 | 0.080229
1429 | 1 | 0.00012732 | 0.0001031 | 0 | 0.00018797 | 0.00011416 | 0.21756 | 0.67094 | 0.7389 | 0.0001 | 0.16667 | 0.084249 | 0.21756
1430 | 1 | 0.00011709 | 0.00010219 | 0 | 0.00019032 | 0.00011416 | 0.35638 | 0.67734 | 0.7412 | 0.0001 | 0.16667 | 0.34559 | 0.35638
1431 | 1 | 0.00010599 | 0.00010795 | 0 | 0.00021382 | 0.00011416 | 0 | 0.64291 | 0.7394 | 0.0001 | 0.16667 | 0.44538 | 0
1432 | 1 | 9.9544e-05 | 0.00012244 | 0 | 0.00022322 | 0.00011416 | 0.13539 | 0.55805 | 0.6972 | 0.0001 | 0.16667 | 0.27383 | 0.13539
1433 | 1 | 9.1463e-05 | 0.00014092 | 0 | 0.00022322 | 0.00011416 | 0.014452 | 0.39632 | 0.6866 | 0.0001 | 0.16667 | 0.079544 | 0.014452
1434 | 1 | 9.9774e-05 | 0.00015607 | 0 | 0.00016448 | 0.00011416 | 0 | 0.30985 | 0.7097 | 0.0001 | 0.16667 | 0.0018044 | 0
1435 | 1 | 0.00012734 | 0.00016326 | 0 | 0.00011748 | 0.00011416 | 0 | 0.29864 | 0.7537 | 0.0001 | 0.16667 | 0.017434 | 0
1436 | 1 | 0.00014567 | 0.00016776 | 0 | 8.8113e-05 | 0.00011416 | 0 | 0.40913 | 0.7983 | 0.0001 | 0.16667 | 0.15523 | 0
1437 | 1 | 0.00013661 | 0.00016751 | 0 | 5.8742e-05 | 0.00011416 | 0 | 0.50761 | 0.8328 | 0.0001 | 0.175 | 0.19557 | 0
1438 | 1 | 0.00011977 | 0.00016554 | 0 | 3.7595e-05 | 0.00011416 | 0 | 0.72618 | 0.886 | 0.0001 | 0.16667 | 0.11419 | 0
1439 | 1 | 0.00011627 | 0.00016275 | 0 | 2.3497e-05 | 0.00011416 | 0 | 0.76141 | 0.9283 | 0.0001 | 0.15833 | 0.033057 | 0
1440 | 1 | 0.00011249 | 0.00015929 | 0 | 9.3987e-06 | 0.00011416 | 0 | 0.72138 | 0.9387 | 0.0001 | 0.15833 | 0.0013373 | 0
1441 | 1 | 8.9743e-05 | 0.00016645 | 0 | 5.8742e-06 | 0.00011416 | 0 | 0.7542 | 0.8779 | 0.0001 | 0.15833 | 0.089964 | 0
1442 | 1 | 7.5686e-05 | 0.00018432 | 0 | 2.3497e-06 | 0.00011416 | 0 | 0.74059 | 0.7885 | 0.0001 | 0.16667 | 0.36702 | 0
1443 | 1 | 6.4383e-05 | 0.00020327 | 0 | 1.1748e-06 | 0.00011416 | 0 | 0.67094 | 0.7239 | 0.0001 | 0.15833 | 0.47351 | 0
1444 | 1 | 5.8105e-05 | 0.00022147 | 0 | 1.4098e-05 | 0.00011416 | 0 | 0.56525 | 0.6768 | 0.0001 | 0.15833 | 0.2906 | 0
1445 | 1 | 6.1593e-05 | 0.00023969 | 0 | 3.7595e-05 | 0.00011416 | 0 | 0.54764 | 0.6554 | 0.0001 | 0.15833 | 0.084345 | 0
1446 | 1 | 8.4632e-05 | 0.00024625 | 0 | 9.3987e-05 | 0.00011416 | 0 | 0.56525 | 0.6474 | 0.0001 | 0.15833 | 0.0018538 | 0
1447 | 1 | 0.00013412 | 0.00024509 | 0 | 0.0001821 | 0.00011416 | 0 | 0.502 | 0.6254 | 0.0001 | 0.15833 | 0.019201 | 0
1448 | 1 | 0.00016293 | 0.00022739 | 0 | 0.0001586 | 0.00011416 | 0.083427 | 0.44436 | 0.6282 | 0.0001 | 0.15833 | 0.16657 | 0.083427
1449 | 1 | 0.00016848 | 0.0001975 | 0 | 0.00014685 | 0.00011416 | 0.33442 | 0.38751 | 0.6425 | 0.0001 | 0.15833 | 0.20773 | 0.33442
1450 | 1 | 0.00017742 | 0.00016472 | 0 | 0.00016448 | 0.00011416 | 0.57352 | 0.35548 | 0.6881 | 0.0001 | 0.16667 | 0.12029 | 0.57352
1451 | 1 | 0.00017778 | 0.00015026 | 0 | 0.00018797 | 0.00011416 | 0.65867 | 0.44275 | 0.7289 | 0.0001 | 0.16667 | 0.034298 | 0.65867
1452 | 1 | 0.00018612 | 0.00015479 | 0 | 0.00020677 | 0.00011416 | 0.59458 | 0.60048 | 0.8018 | 0.0001 | 0.16667 | 0.0013373 | 0.59458
1453 | 1 | 0.00018102 | 0.00016608 | 0 | 0.00018797 | 0.00011416 | 0.70145 | 0.65012 | 0.8539 | 0.0001 | 0.16667 | 0.092915 | 0.70145
1454 | 1 | 0.00018686 | 0.000169 | 0 | 0.00019032 | 0.00011416 | 0.81503 | 0.63651 | 0.8665 | 0.0001 | 0.16667 | 0.37805 | 0.81503
1455 | 1 | 0.00018472 | 0.00016891 | 0 | 0.00021382 | 0.00011416 | 0 | 0.63811 | 0.8546 | 0.0001 | 0.175 | 0.48802 | 0
1456 | 1 | 0.00017834 | 0.00017683 | 0 | 0.00022322 | 0.00011416 | 0 | 0.70536 | 0.8551 | 0.0001 | 0.175 | 0.29924 | 0
1457 | 1 | 0.00016924 | 0.00019376 | 0 | 0.00022322 | 0.00011416 | 0.0047023 | 0.71898 | 0.8556 | 0.0001 | 0.175 | 0.086816 | 0.0047023
1458 | 1 | 0.00017018 | 0.0002077 | 0 | 0.00016448 | 0.00011416 | 0 | 0.70056 | 0.8582 | 0.0001 | 0.175 | 0.0018789 | 0
1459 | 1 | 0.0001856 | 0.00021355 | 0 | 0.00011748 | 0.00011416 | 0 | 0.71177 | 0.8401 | 0.0001 | 0.175 | 0.020128 | 0
1460 | 1 | 0.00019915 | 0.00022051 | 0 | 8.8113e-05 | 0.00011416 | 0 | 0.68855 | 0.8091 | 0.0001 | 0.175 | 0.17244 | 0
1461 | 1 | 0.00017552 | 0.00023144 | 0 | 5.8742e-05 | 0.00011416 | 0 | 0.61569 | 0.7651 | 0.0001 | 0.175 | 0.214 | 0
1462 | 1 | 0.0001471 | 0.0002442 | 0 | 3.7595e-05 | 0.00011416 | 0 | 0.55164 | 0.7291 | 0.0001 | 0.175 | 0.12342 | 0
1463 | 1 | 0.00014633 | 0.00025753 | 0 | 2.3497e-05 | 0.00011416 | 0 | 0.51801 | 0.6964 | 0.0001 | 0.16667 | 0.03493 | 0
1464 | 1 | 0.00014359 | 0.00026678 | 0 | 9.3987e-06 | 0.00011416 | 0 | 0.52202 | 0.6995 | 0.0001 | 0.16667 | 0.0013373 | 0
1465 | 1 | 0.00011927 | 0.00027098 | 0 | 5.8742e-06 | 0.00011416 | 0 | 0.498 | 0.7272 | 0.0001 | 0.16667 | 0.095931 | 0
1466 | 1 | 0.00010228 | 0.00027124 | 0 | 2.3497e-06 | 0.00011416 | 0 | 0.44836 | 0.7483 | 0.0001 | 0.16667 | 0.38931 | 0
1467 | 1 | 8.8682e-05 | 0.00026646 | 0 | 1.1748e-06 | 0.00011416 | 0 | 0.43955 | 0.7417 | 0.0001 | 0.16667 | 0.50281 | 0
1468 | 1 | 7.9942e-05 | 0.00026456 | 0 | 1.4098e-05 | 0.00011416 | 0 | 0.42914 | 0.6866 | 0.0001 | 0.16667 | 0.30805 | 0
1469 | 1 | 8.2112e-05 | 0.00026259 | 0 | 3.7595e-05 | 0.00011416 | 0 | 0.42034 | 0.6282 | 0.0001 | 0.16667 | 0.089335 | 0
1470 | 1 | 9.7606e-05 | 0.00026353 | 0 | 9.3987e-05 | 0.00011416 | 0 | 0.3707 | 0.5426 | 0.0001 | 0.16667 | 0.0019042 | 0
1471 | 1 | 0.00014259 | 0.00026154 | 0 | 0.0001821 | 0.00011416 | 0 | 0.36269 | 0.4302 | 0.0001 | 0.16667 | 0.021085 | 0
1472 | 1 | 0.00017547 | 0.00024587 | 0 | 0.0001586 | 0.00011416 | 0.0092151 | 0.35629 | 0.42 | 0.0001 | 0.16667 | 0.17845 | 0.0092151
1473 | 1 | 0.00018338 | 0.00022547 | 0 | 0.00014685 | 0.00011416 | 0.0091929 | 0.3715 | 0.5456 | 0.0001 | 0.16667 | 0.22038 | 0.0091929
1474 | 1 | 0.00019328 | 0.00020069 | 0 | 0.00016448 | 0.00011416 | 0.016792 | 0.43155 | 0.6581 | 0.0001 | 0.175 | 0.1266 | 0.016792
1475 | 1 | 0.00019562 | 0.00018031 | 0 | 0.00018797 | 0.00011416 | 0.25172 | 0.48118 | 0.6485 | 0.0001 | 0.175 | 0.03557 | 0.25172
1476 | 1 | 0.00020186 | 0.00016692 | 0 | 0.00020677 | 0.00011416 | 0.063102 | 0.6277 | 0.6123 | 0.0001 | 0.15833 | 0.0013373 | 0.063102
1477 | 1 | 0.00019552 | 0.00015699 | 0 | 0.00018797 | 0.00011416 | 0.031267 | 0.73179 | 0.521 | 0.0001 | 0.18333 | 0.095931 | 0.031267
1478 | 1 | 0.00019853 | 0.00015181 | 0 | 0.00019032 | 0.00011416 | 0 | 0.69816 | 0.5816 | 0.0001 | 0.18333 | 0.38931 | 0
1479 | 1 | 0.0001963 | 0.00015392 | 0 | 0.00021382 | 0.00011416 | 0.3926 | 0.67494 | 0.7448 | 0.0001 | 0.18333 | 0.50281 | 0.3926
1480 | 1 | 0.0001927 | 0.00016018 | 0 | 0.00022322 | 0.00011416 | 0 | 0.64772 | 0.802 | 0.0001 | 0.175 | 0.30805 | 0
1481 | 1 | 0.00018653 | 0.00017195 | 0 | 0.00022322 | 0.00011416 | 0.020625 | 0.57566 | 0.647 | 0.0001 | 0.175 | 0.089335 | 0.020625
1482 | 1 | 0.00018301 | 0.00019388 | 0 | 0.00016448 | 0.00011416 | 0 | 0.41954 | 0.6201 | 0.0001 | 0.175 | 0.0019042 | 0
1483 | 1 | 0.00019327 | 0.00021767 | 0 | 0.00011748 | 0.00011416 | 0 | 0.3731 | 0.7121 | 0.0001 | 0.175 | 0.021085 | 0
1484 | 1 | 0.00019691 | 0.00023753 | 0 | 8.8113e-05 | 0.00011416 | 0 | 0.38831 | 0.6992 | 0.0001 | 0.175 | 0.17845 | 0
1485 | 1 | 0.00017277 | 0.00024915 | 0 | 5.8742e-05 | 0.00011416 | 0 | 0.39632 | 0.6646 | 0.0001 | 0.175 | 0.22038 | 0
1486 | 1 | 0.00014937 | 0.00025824 | 0 | 3.7595e-05 | 0.00011416 | 0 | 0.39151 | 0.6785 | 0.0001 | 0.175 | 0.1266 | 0
1487 | 1 | 0.00015116 | 0.00026631 | 0 | 2.3497e-05 | 0.00011416 | 0 | 0.38591 | 0.7005 | 0.0001 | 0.16667 | 0.03557 | 0
1488 | 1 | 0.00014755 | 0.00027254 | 0 | 9.3987e-06 | 0.00011416 | 0 | 0.39952 | 0.6829 | 0.0001 | 0.16667 | 0.0013373 | 0
1489 | 1 | 0.00012402 | 0.00027789 | 0 | 5.8742e-06 | 0.00011416 | 0 | 0.39231 | 0.6425 | 0.0001 | 0.16667 | 0.092915 | 0
1490 | 1 | 0.00010558 | 0.00027981 | 0 | 2.3497e-06 | 0.00011416 | 0 | 0.3707 | 0.6248 | 0.0001 | 0.16667 | 0.37805 | 0
1491 | 1 | 9.4756e-05 | 0.00028044 | 0 | 1.1748e-06 | 0.00011416 | 0 | 0.36589 | 0.6255 | 0.0001 | 0.16667 | 0.48802 | 0
1492 | 1 | 8.5119e-05 | 0.00027931 | 0 | 1.4098e-05 | 0.00011416 | 0 | 0.39071 | 0.6009 | 0.0001 | 0.16667 | 0.29924 | 0
1493 | 1 | 8.7579e-05 | 0.00028283 | 0 | 3.7595e-05 | 0.00011416 | 0 | 0.38751 | 0.5659 | 0.0001 | 0.15833 | 0.086816 | 0
1494 | 1 | 0.0001042 | 0.00028412 | 0 | 9.3987e-05 | 0.00011416 | 0 | 0.36669 | 0.5348 | 0.0001 | 0.15833 | 0.0018789 | 0
1495 | 1 | 0.00014682 | 0.0002811 | 0 | 0.0001821 | 0.00011416 | 0 | 0.34107 | 0.5326 | 0.0001 | 0.15833 | 0.020128 | 0
1496 | 1 | 0.00016922 | 0.00026084 | 0 | 0.0001586 | 0.00011416 | 0.064762 | 0.29544 | 0.5561 | 0.0001 | 0.15833 | 0.17244 | 0.064762
1497 | 1 | 0.00017446 | 0.00023025 | 0 | 0.00014685 | 0.00011416 | 0.34079 | 0.26661 | 0.5835 | 0.0001 | 0.15833 | 0.214 | 0.34079
1498 | 1 | 0.00018618 | 0.00019374 | 0 | 0.00016448 | 0.00011416 | 0.37136 | 0.22178 | 0.597 | 0.0001 | 0.16667 | 0.12342 | 0.37136
1499 | 1 | 0.00019064 | 0.00016875 | 0 | 0.00018797 | 0.00011416 | 0.48079 | 0.23779 | 0.5805 | 0.0001 | 0.16667 | 0.03493 | 0.48079
1500 | 1 | 0.00019343 | 0.0001582 | 0 | 0.00020677 | 0.00011416 | 0.56705 | 0.2522 | 0.5398 | 0.0001 | 0.15 | 0.0013373 | 0.56705
1501 | 1 | 0.00019107 | 0.00015493 | 0 | 0.00018797 | 0.00011416 | 0.0077554 | 0.29303 | 0.5006 | 0.0001 | 0.15833 | 0.087075 | 0.0077554
1502 | 1 | 0.00019112 | 0.00015521 | 0 | 0.00019032 | 0.00011416 | 0 | 0.3699 | 0.4594 | 0.0001 | 0.16667 | 0.3562 | 0
1503 | 1 | 0.00019171 | 0.00015861 | 0 | 0.00021382 | 0.00011416 | 0.17273 | 0.42354 | 0.4184 | 0.0001 | 0.175 | 0.4593 | 0.17273
1504 | 1 | 0.00018807 | 0.00016669 | 0 | 0.00022322 | 0.00011416 | 0.010151 | 0.42594 | 0.3693 | 0.0001 | 0.175 | 0.28213 | 0.010151
1505 | 1 | 0.00017476 | 0.00018947 | 0 | 0.00022322 | 0.00011416 | 0.14326 | 0.39792 | 0.3766 | 0.0001 | 0.175 | 0.081921 | 0.14326
1506 | 1 | 0.00017378 | 0.00022512 | 0 | 0.00016448 | 0.00011416 | 0 | 0.34988 | 0.4029 | 0.0001 | 0.175 | 0.001829 | 0
1507 | 1 | 0.00018634 | 0.00023189 | 0 | 0.00011748 | 0.00011416 | 0 | 0.28583 | 0.4157 | 0.0001 | 0.175 | 0.018303 | 0
1508 | 1 | 0.00019582 | 0.00023702 | 0 | 8.8113e-05 | 0.00011416 | 0 | 0.26661 | 0.3992 | 0.0001 | 0.175 | 0.16083 | 0
1509 | 1 | 0.00016866 | 0.00024498 | 0 | 5.8742e-05 | 0.00011416 | 0 | 0.26902 | 0.3529 | 0.0001 | 0.175 | 0.20159 | 0
1510 | 1 | 0.00014832 | 0.00025299 | 0 | 3.7595e-05 | 0.00011416 | 0 | 0.30825 | 0.2839 | 0.0001 | 0.175 | 0.11721 | 0
1511 | 1 | 0.00015012 | 0.00026049 | 0 | 2.3497e-05 | 0.00011416 | 0 | 0.29944 | 0.2061 | 0.0001 | 0.175 | 0.033674 | 0
1512 | 1 | 0.00014813 | 0.00026709 | 0 | 9.3987e-06 | 0.00011416 | 0 | 0.27782 | 0.1822 | 0.0001 | 0.16667 | 0.0013373 | 0
1513 | 1 | 0.00012641 | 0.0002713 | 0 | 5.8742e-06 | 0.00011416 | 0 | 0.25861 | 0.1611 | 0.0001 | 0.16667 | 0.081485 | 0
1514 | 1 | 0.00010568 | 0.00027514 | 0 | 2.3497e-06 | 0.00011416 | 0 | 0.21457 | 0.1379 | 0.0001 | 0.16667 | 0.3352 | 0
1515 | 1 | 9.2034e-05 | 0.00027664 | 0 | 1.1748e-06 | 0.00011416 | 0 | 0.20737 | 0.1139 | 0.0001 | 0.16667 | 0.43173 | 0
1516 | 1 | 8.4331e-05 | 0.00027552 | 0 | 1.4098e-05 | 0.00011416 | 0 | 0.20977 | 0.0861 | 0.0001 | 0.16667 | 0.26569 | 0
1517 | 1 | 8.556e-05 | 0.00027313 | 0 | 3.7595e-05 | 0.00011416 | 0 | 0.22018 | 0.0794 | 0.0001 | 0.16667 | 0.077214 | 0
1518 | 1 | 0.00010446 | 0.00027023 | 0 | 9.3987e-05 | 0.00011416 | 0 | 0.14812 | 0.0918 | 0.0001 | 0.16667 | 0.00178 | 0
1519 | 1 | 0.00014864 | 0.00026407 | 0 | 0.0001821 | 0.00011416 | 0 | 0.086469 | 0.1074 | 0.0001 | 0.16667 | 0.016592 | 0
1520 | 1 | 0.0001716 | 0.00024337 | 0 | 0.0001586 | 0.00011416 | 0.1075 | 0.048839 | 0.1069 | 0.0001 | 0.15833 | 0.14976 | 0.1075
1521 | 1 | 0.00017199 | 0.00022666 | 0 | 0.00014685 | 0.00011416 | 0.37048 | 0.032826 | 0.0991 | 0.0001 | 0.16667 | 0.18967 | 0.37048
1522 | 1 | 0.00018218 | 0.00019783 | 0 | 0.00016448 | 0.00011416 | 0.57011 | 0.026421 | 0.1044 | 0.0001 | 0.16667 | 0.11122 | 0.57011
1523 | 1 | 0.00018598 | 0.00015813 | 0 | 0.00018797 | 0.00011416 | 0.80248 | 0.026421 | 0.1175 | 0.0001 | 0.16667 | 0.032448 | 0.80248
1524 | 1 | 0.00019447 | 0.00013153 | 0 | 0.00020677 | 0.00011416 | 0.16095 | 0.027222 | 0.1356 | 0.0001 | 0.15833 | 0.0013373 | 0.16095
1525 | 1 | 0.00018697 | 0.00011954 | 0 | 0.00018797 | 0.00011416 | 0.005772 | 0.028823 | 0.1559 | 0.0001 | 0.16667 | 0.073557 | 0.005772
1526 | 1 | 0.00018621 | 0.00011541 | 0 | 0.00019032 | 0.00011416 | 0.47873 | 0.03763 | 0.1754 | 0.0001 | 0.16667 | 0.30527 | 0.47873
1527 | 1 | 0.00017983 | 0.00011806 | 0 | 0.00021382 | 0.00011416 | 0.27593 | 0.056845 | 0.1887 | 0.0001 | 0.16667 | 0.39249 | 0.27593
1528 | 1 | 0.00017708 | 0.00013043 | 0 | 0.00022322 | 0.00011416 | 0.13017 | 0.060048 | 0.1769 | 0.0001 | 0.175 | 0.24223 | 0.13017
1529 | 1 | 0.00016413 | 0.00016942 | 0 | 0.00022322 | 0.00011416 | 0.021873 | 0.056045 | 0.1753 | 0.0001 | 0.18333 | 0.070496 | 0.021873
1530 | 1 | 0.00016489 | 0.00021922 | 0 | 0.00016448 | 0.00011416 | 0 | 0.043235 | 0.2082 | 0.0001 | 0.18333 | 0.0017082 | 0
1531 | 1 | 0.00017787 | 0.00023402 | 0 | 0.00011748 | 0.00011416 | 0 | 0.030424 | 0.2385 | 0.0001 | 0.19167 | 0.01423 | 0
1532 | 1 | 0.00018643 | 0.00024465 | 0 | 8.8113e-05 | 0.00011416 | 0 | 0.035228 | 0.2479 | 0.0001 | 0.18333 | 0.13412 | 0
1533 | 1 | 0.00016388 | 0.00025275 | 0 | 5.8742e-05 | 0.00011416 | 0 | 0.042434 | 0.2251 | 0.0001 | 0.18333 | 0.17269 | 0
1534 | 1 | 0.00014188 | 0.00025681 | 0 | 3.7595e-05 | 0.00011416 | 0 | 0.046437 | 0.198 | 0.0001 | 0.19167 | 0.10263 | 0
1535 | 1 | 0.00014318 | 0.00025866 | 0 | 2.3497e-05 | 0.00011416 | 0 | 0.048839 | 0.1869 | 0.0001 | 0.19167 | 0.030666 | 0
1536 | 1 | 0.00013855 | 0.00025866 | 0 | 9.3987e-06 | 0.00011416 | 0 | 0.065653 | 0.185 | 0.0001 | 0.175 | 0.0013373 | 0
1537 | 1 | 0.00011441 | 0.00025824 | 0 | 5.8742e-06 | 0.00011416 | 0 | 0.080865 | 0.1793 | 0.0001 | 0.16667 | 0.06381 | 0
1538 | 1 | 0.00010077 | 0.00025762 | 0 | 2.3497e-06 | 0.00011416 | 0 | 0.089672 | 0.1775 | 0.0001 | 0.16667 | 0.26822 | 0
1539 | 1 | 8.7894e-05 | 0.00025601 | 0 | 1.1748e-06 | 0.00011416 | 0 | 0.080064 | 0.1845 | 0.0001 | 0.16667 | 0.34396 | 0
1540 | 1 | 8.1555e-05 | 0.00025147 | 0 | 1.4098e-05 | 0.00011416 | 0 | 0.07526 | 0.1907 | 0.0001 | 0.16667 | 0.21317 | 0
1541 | 1 | 8.6127e-05 | 0.0002481 | 0 | 3.7595e-05 | 0.00011416 | 0 | 0.071257 | 0.195 | 0.0001 | 0.16667 | 0.062162 | 0
1542 | 1 | 0.00010232 | 0.00024519 | 0 | 9.3987e-05 | 0.00011416 | 0 | 0.066453 | 0.19 | 0.0001 | 0.16667 | 0.0016155 | 0
1543 | 1 | 0.00014354 | 0.00024163 | 0 | 0.0001821 | 0.00011416 | 0 | 0.064051 | 0.1766 | 0.0001 | 0.175 | 0.011446 | 0
1544 | 1 | 0.0001656 | 0.00022681 | 0 | 0.0001586 | 0.00011416 | 0.029963 | 0.084067 | 0.1619 | 0.0001 | 0.175 | 0.11501 | 0.029963
1545 | 1 | 0.00017562 | 0.00020873 | 0 | 0.00014685 | 0.00011416 | 0.047992 | 0.1257 | 0.1621 | 0.0001 | 0.175 | 0.15168 | 0.047992
1546 | 1 | 0.00018873 | 0.00017769 | 0 | 0.00016448 | 0.00011416 | 0.066913 | 0.10328 | 0.1827 | 0.0001 | 0.175 | 0.091868 | 0.066913
1547 | 1 | 0.00018928 | 0.00014471 | 0 | 0.00018797 | 0.00011416 | 0.18605 | 0.064051 | 0.205 | 0.0001 | 0.175 | 0.028393 | 0.18605
1548 | 1 | 0.00019043 | 0.00012684 | 0 | 0.00020677 | 0.00011416 | 0.34811 | 0.064852 | 0.2161 | 0.0001 | 0.175 | 0.0013373 | 0.34811
1549 | 1 | 0.00018215 | 0.00011956 | 0 | 0.00018797 | 0.00011416 | 0.34518 | 0.066453 | 0.2156 | 0.0001 | 0.175 | 0.054964 | 0.34518
1550 | 1 | 0.00018521 | 0.00011623 | 0 | 0.00019032 | 0.00011416 | 0.07244 | 0.066453 | 0.2236 | 0.0001 | 0.16667 | 0.23429 | 0.07244
1551 | 1 | 0.00017576 | 0.00011696 | 0 | 0.00021382 | 0.00011416 | 0.065409 | 0.057646 | 0.249 | 0.0001 | 0.175 | 0.29961 | 0.065409
1552 | 1 | 0.00017059 | 0.0001241 | 0 | 0.00022322 | 0.00011416 | 0.027668 | 0.041633 | 0.277 | 0.0001 | 0.175 | 0.18653 | 0.027668
1553 | 1 | 0.00016005 | 0.00015565 | 0 | 0.00022322 | 0.00011416 | 0.021383 | 0.039231 | 0.317 | 0.0001 | 0.175 | 0.054511 | 0.021383
1554 | 1 | 0.00015388 | 0.0002017 | 0 | 0.00016448 | 0.00011416 | 0 | 0.04964 | 0.3537 | 0.0001 | 0.18333 | 0.0015261 | 0
1555 | 1 | 0.00016356 | 0.00021723 | 0 | 0.00011748 | 0.00011416 | 0 | 0.072058 | 0.3832 | 0.0001 | 0.18333 | 0.0090503 | 0
1556 | 1 | 0.00017028 | 0.0002255 | 0 | 8.8113e-05 | 0.00011416 | 0 | 0.1273 | 0.3937 | 0.0001 | 0.18333 | 0.097813 | 0
1557 | 1 | 0.00014931 | 0.00022997 | 0 | 5.8742e-05 | 0.00011416 | 0 | 0.16733 | 0.3683 | 0.0001 | 0.175 | 0.13243 | 0
1558 | 1 | 0.00012526 | 0.00023606 | 0 | 3.7595e-05 | 0.00011416 | 0 | 0.23139 | 0.3468 | 0.0001 | 0.175 | 0.08189 | 0
1559 | 1 | 0.00013412 | 0.00024358 | 0 | 2.3497e-05 | 0.00011416 | 0 | 0.28423 | 0.3814 | 0.0001 | 0.175 | 0.026235 | 0
1560 | 1 | 0.00013097 | 0.00024873 | 0 | 9.3987e-06 | 0.00011416 | 0 | 0.32106 | 0.4118 | 0.0001 | 0.175 | 0.0013373 | 0
1561 | 1 | 0.00011015 | 0.00025126 | 0 | 5.8742e-06 | 0.00011416 | 0 | 0.3723 | 0.4119 | 0.0001 | 0.175 | 0.045108 | 0
1562 | 1 | 8.633e-05 | 0.00025599 | 0 | 2.3497e-06 | 0.00011416 | 0 | 0.36029 | 0.4259 | 0.0001 | 0.175 | 0.19607 | 0
1563 | 1 | 6.9729e-05 | 0.00026009 | 0 | 1.1748e-06 | 0.00011416 | 0 | 0.35228 | 0.4489 | 0.0001 | 0.175 | 0.24976 | 0
1564 | 1 | 6.1222e-05 | 0.00026632 | 0 | 1.4098e-05 | 0.00011416 | 0 | 0.36829 | 0.4629 | 0.0001 | 0.175 | 0.15647 | 0
1565 | 1 | 5.6967e-05 | 0.00027245 | 0 | 3.7595e-05 | 0.00011416 | 0 | 0.40432 | 0.4578 | 0.0001 | 0.175 | 0.045866 | 0
1566 | 1 | 5.5123e-05 | 0.00027711 | 0 | 9.3987e-05 | 0.00011416 | 0 | 0.35068 | 0.4523 | 0.0001 | 0.175 | 0.0014192 | 0
1567 | 1 | 6.6543e-05 | 0.00027625 | 0 | 0.0001821 | 0.00011416 | 0 | 0.40432 | 0.467 | 0.0001 | 0.16667 | 0.0065588 | 0
1568 | 1 | 7.3272e-05 | 0.00025332 | 0 | 0.0001586 | 0.00011416 | 0.021015 | 0.47718 | 0.4913 | 0.0001 | 0.16667 | 0.078843 | 0.021015
1569 | 1 | 9.7999e-05 | 0.00022585 | 0 | 0.00014685 | 0.00011416 | 0.079393 | 0.47398 | 0.5212 | 0.0001 | 0.175 | 0.11077 | 0.079393
1570 | 1 | 0.00012406 | 0.00019074 | 0 | 0.00016448 | 0.00011416 | 0.15638 | 0.41233 | 0.5051 | 0.0001 | 0.175 | 0.070468 | 0.15638
1571 | 1 | 0.00013031 | 0.00015228 | 0 | 0.00018797 | 0.00011416 | 0.41339 | 0.27862 | 0.4838 | 0.0001 | 0.18333 | 0.023696 | 0.41339
1572 | 1 | 0.00013471 | 0.00011441 | 0 | 0.00020677 | 0.00011416 | 0.74207 | 0.25701 | 0.4866 | 0.0001 | 0.18333 | 0.0013373 | 0.74207
1573 | 1 | 0.00013553 | 8.6349e-05 | 0 | 0.00018797 | 0.00011416 | 0.79462 | 0.23939 | 0.5214 | 0.0001 | 0.175 | 0.036507 | 0.79462
1574 | 1 | 0.00012945 | 7.1236e-05 | 0 | 0.00019032 | 0.00011416 | 0.68992 | 0.18575 | 0.5383 | 0.0001 | 0.175 | 0.16225 | 0.68992
1575 | 1 | 0.00012529 | 6.888e-05 | 0 | 0.00021382 | 0.00011416 | 0.36006 | 0.17694 | 0.5506 | 0.0001 | 0.175 | 0.20577 | 0.36006
1576 | 1 | 0.00011326 | 8.1829e-05 | 0 | 0.00022322 | 0.00011416 | 0.23019 | 0.15452 | 0.5783 | 0.0001 | 0.18333 | 0.12983 | 0.23019
1577 | 1 | 0.00010543 | 0.00012184 | 0 | 0.00022322 | 0.00011416 | 0.24684 | 0.16173 | 0.5951 | 0.0001 | 0.18333 | 0.038187 | 0.24684
1578 | 1 | 0.00010667 | 0.00016231 | 0 | 0.00016448 | 0.00011416 | 0 | 0.19055 | 0.5951 | 0.0001 | 0.18333 | 0.0013174 | 0
1579 | 1 | 0.00012356 | 0.00017081 | 0 | 0.00011748 | 0.00011416 | 0 | 0.26581 | 0.5837 | 0.0001 | 0.18333 | 0.0045725 | 0
1580 | 1 | 0.00013524 | 0.00018369 | 0 | 8.8113e-05 | 0.00011416 | 0 | 0.33947 | 0.5673 | 0.0001 | 0.18333 | 0.062499 | 0
1581 | 1 | 0.00011656 | 0.00019634 | 0 | 5.8742e-05 | 0.00011416 | 0 | 0.41713 | 0.5425 | 0.0001 | 0.175 | 0.091599 | 0
1582 | 1 | 0.00010035 | 0.00020657 | 0 | 3.7595e-05 | 0.00011416 | 0 | 0.46677 | 0.5142 | 0.0001 | 0.175 | 0.060161 | 0
1583 | 1 | 0.00010355 | 0.00021491 | 0 | 2.3497e-05 | 0.00011416 | 0 | 0.48279 | 0.4771 | 0.0001 | 0.175 | 0.021325 | 0
1584 | 1 | 0.00010532 | 0.00022175 | 0 | 9.3987e-06 | 0.00011416 | 0 | 0.48038 | 0.4349 | 0.0001 | 0.175 | 0.0013373 | 0
1585 | 1 | 8.497e-05 | 0.00022765 | 0 | 5.8742e-06 | 0.00011416 | 0 | 0.48439 | 0.4029 | 0.0001 | 0.175 | 0.029075 | 0
1586 | 1 | 6.5767e-05 | 0.00023329 | 0 | 2.3497e-06 | 0.00011416 | 0 | 0.47638 | 0.3826 | 0.0001 | 0.175 | 0.13256 | 0
1587 | 1 | 5.1479e-05 | 0.00023908 | 0 | 1.1748e-06 | 0.00011416 | 0 | 0.46037 | 0.3685 | 0.0001 | 0.175 | 0.16727 | 0
1588 | 1 | 4.1585e-05 | 0.00024395 | 0 | 1.4098e-05 | 0.00011416 | 0 | 0.42914 | 0.3605 | 0.0001 | 0.175 | 0.1064 | 0
1589 | 1 | 4.0927e-05 | 0.00024882 | 0 | 3.7595e-05 | 0.00011416 | 0 | 0.41473 | 0.3518 | 0.0001 | 0.175 | 0.031417 | 0
1590 | 1 | 3.8199e-05 | 0.00025393 | 0 | 9.3987e-05 | 0.00011416 | 0 | 0.38351 | 0.336 | 0.0001 | 0.175 | 0.0012206 | 0
1591 | 1 | 4.4822e-05 | 0.00024997 | 0 | 0.0001821 | 0.00011416 | 0 | 0.3755 | 0.3096 | 0.0001 | 0.16667 | 0.0030341 | 0
1592 | 1 | 4.7482e-05 | 0.00022053 | 0 | 0.0001586 | 0.00011416 | 0.17256 | 0.39392 | 0.2801 | 0.0001 | 0.16667 | 0.048587 | 0.17256
1593 | 1 | 6.8332e-05 | 0.00017938 | 0 | 0.00014685 | 0.00011416 | 0.3484 | 0.34187 | 0.2452 | 0.0001 | 0.175 | 0.074782 | 0.3484
1594 | 1 | 9.4392e-05 | 0.00012492 | 0 | 0.00016448 | 0.00011416 | 0.55719 | 0.21457 | 0.2232 | 0.0001 | 0.175 | 0.050911 | 0.55719
1595 | 1 | 0.00010584 | 7.9089e-05 | 0 | 0.00018797 | 0.00011416 | 0.75208 | 0.096077 | 0.2343 | 0.0001 | 0.175 | 0.019119 | 0.75208
1596 | 1 | 0.00011281 | 4.8846e-05 | 0 | 0.00020677 | 0.00011416 | 0.87612 | 0.052042 | 0.2568 | 0.0001 | 0.15833 | 0.0013373 | 0.87612
1597 | 1 | 0.00011369 | 3.2547e-05 | 0 | 0.00018797 | 0.00011416 | 0.74331 | 0.046437 | 0.2946 | 0.0001 | 0.16667 | 0.02158 | 0.74331
1598 | 1 | 0.00010036 | 2.6474e-05 | 0 | 0.00019032 | 0.00011416 | 0.62043 | 0.053643 | 0.3175 | 0.0001 | 0.19167 | 0.10201 | 0.62043
1599 | 1 | 9.0352e-05 | 2.9266e-05 | 0 | 0.00021382 | 0.00011416 | 0.41317 | 0.064051 | 0.3388 | 0.0001 | 0.19167 | 0.12781 | 0.41317
1600 | 1 | 8.3342e-05 | 4.546e-05 | 0 | 0.00022322 | 0.00011416 | 0.21763 | 0.080865 | 0.3575 | 0.0001 | 0.19167 | 0.082233 | 0.21763
1601 | 1 | 7.4727e-05 | 9.3469e-05 | 0 | 0.00022322 | 0.00011416 | 0.12898 | 0.092074 | 0.4234 | 0.0001 | 0.18333 | 0.024412 | 0.12898
1602 | 1 | 8.0997e-05 | 0.00014209 | 0 | 0.00016448 | 0.00011416 | 0 | 0.1241 | 0.4592 | 0.0001 | 0.19167 | 0.0011108 | 0
1603 | 1 | 0.00010338 | 0.00016341 | 0 | 0.00011748 | 0.00011416 | 0 | 0.14492 | 0.483 | 0.0001 | 0.19167 | 0.0016988 | 0
1604 | 1 | 0.00012908 | 0.00017973 | 0 | 8.8113e-05 | 0.00011416 | 0 | 0.18094 | 0.4969 | 0.0001 | 0.19167 | 0.034824 | 0
1605 | 1 | 0.00011738 | 0.00019076 | 0 | 5.8742e-05 | 0.00011416 | 0 | 0.19936 | 0.4444 | 0.0001 | 0.18333 | 0.057486 | 0
1606 | 1 | 9.8864e-05 | 0.00019374 | 0 | 3.7595e-05 | 0.00011416 | 0 | 0.14972 | 0.4133 | 0.0001 | 0.18333 | 0.041127 | 0
1607 | 1 | 9.908e-05 | 0.00018853 | 0 | 2.3497e-05 | 0.00011416 | 0 | 0.11849 | 0.3796 | 0.0001 | 0.18333 | 0.016678 | 0
1608 | 1 | 9.4932e-05 | 0.00017821 | 0 | 9.3987e-06 | 0.00011416 | 0 | 0.11129 | 0.307 | 0.0001 | 0.18333 | 0.0013373 | 0
1609 | 1 | 7.3609e-05 | 0.0001765 | 0 | 5.8742e-06 | 0.00011416 | 0 | 0.066453 | 0.2083 | 0.0001 | 0.175 | 0.015499 | 0
1610 | 1 | 5.7542e-05 | 0.00018308 | 0 | 2.3497e-06 | 0.00011416 | 0 | 0.060048 | 0.1271 | 0.0001 | 0.175 | 0.076556 | 0
1611 | 1 | 4.4639e-05 | 0.00018647 | 0 | 1.1748e-06 | 0.00011416 | 0 | 0.065653 | 0.0755 | 0.0001 | 0.175 | 0.095102 | 0
1612 | 1 | 4.1509e-05 | 0.00018961 | 0 | 1.4098e-05 | 0.00011416 | 0 | 0.044836 | 0.0701 | 0.0001 | 0.18333 | 0.062032 | 0
1613 | 1 | 4.5395e-05 | 0.00019132 | 0 | 3.7595e-05 | 0.00011416 | 0 | 0.042434 | 0.0468 | 0.0001 | 0.18333 | 0.018534 | 0
1614 | 1 | 7.1731e-05 | 0.00019421 | 0 | 9.3987e-05 | 0.00011416 | 0 | 0.040032 | 0.0155 | 0.0001 | 0.18333 | 0.0010078 | 0
1615 | 1 | 0.00012027 | 0.00019392 | 0 | 0.0001821 | 0.00011416 | 0 | 0.032026 | 0.008 | 0.0001 | 0.18333 | 0.00082711 | 0
1616 | 1 | 0.00015381 | 0.00018596 | 0 | 0.0001586 | 0.00011416 | 0.0024514 | 0.015212 | 0.011 | 0.0001 | 0.18333 | 0.023942 | 0.0024514
1617 | 1 | 0.00016728 | 0.00017296 | 0 | 0.00014685 | 0.00011416 | 0 | 0.0080064 | 0.0334 | 0.0001 | 0.18333 | 0.043087 | 0
1618 | 1 | 0.00017669 | 0.00014816 | 0 | 0.00016448 | 0.00011416 | 0.0039223 | 0.0072058 | 0.0703 | 0.0001 | 0.18333 | 0.032684 | 0.0039223
1619 | 1 | 0.0001856 | 0.00012324 | 0 | 0.00018797 | 0.00011416 | 0.020971 | 0.0056045 | 0.103 | 0.0001 | 0.18333 | 0.014455 | 0.020971
1620 | 1 | 0.00019417 | 9.8076e-05 | 0 | 0.00020677 | 0.00011416 | 0.016893 | 0.0048038 | 0.1273 | 0.0001 | 0.18333 | 0.0013373 | 0.016893
1621 | 1 | 0.00018343 | 7.6227e-05 | 0 | 0.00018797 | 0.00011416 | 0 | 0.0056045 | 0.1443 | 0.0001 | 0.175 | 0.0099928 | 0
1622 | 1 | 0.00018598 | 6.3191e-05 | 0 | 0.00019032 | 0.00011416 | 0.037173 | 0.010408 | 0.1657 | 0.0001 | 0.18333 | 0.052679 | 0.037173
1623 | 1 | 0.00017858 | 5.9666e-05 | 0 | 0.00021382 | 0.00011416 | 0.31765 | 0.016013 | 0.1706 | 0.0001 | 0.18333 | 0.064631 | 0.31765
1624 | 1 | 0.00017304 | 6.6454e-05 | 0 | 0.00022322 | 0.00011416 | 0.16164 | 0.024019 | 0.1823 | 0.0001 | 0.19167 | 0.043006 | 0.16164
1625 | 1 | 0.00016547 | 9.5423e-05 | 0 | 0.00022322 | 0.00011416 | 0.0040114 | 0.022418 | 0.2413 | 0.0001 | 0.19167 | 0.012969 | 0.0040114
1626 | 1 | 0.00016675 | 0.00013982 | 0 | 0.00016448 | 0.00011416 | 0 | 0.028022 | 0.3051 | 0.0001 | 0.19167 | 0.00089592 | 0
1627 | 1 | 0.00017713 | 0.00015528 | 0 | 0.00011748 | 0.00011416 | 0 | 0.033627 | 0.3388 | 0.0001 | 0.19167 | 0.00026432 | 0
1628 | 1 | 0.00018656 | 0.00016642 | 0 | 8.8113e-05 | 0.00011416 | 0 | 0.035228 | 0.3448 | 0.0001 | 0.18333 | 0.014435 | 0
1629 | 1 | 0.00016418 | 0.00017317 | 0 | 5.8742e-05 | 0.00011416 | 0 | 0.056045 | 0.349 | 0.0001 | 0.18333 | 0.029594 | 0
1630 | 1 | 0.00013771 | 0.00017509 | 0 | 3.7595e-05 | 0.00011416 | 0 | 0.076061 | 0.3733 | 0.0001 | 0.18333 | 0.024398 | 0
1631 | 1 | 0.00014072 | 0.00017449 | 0 | 2.3497e-05 | 0.00011416 | 0 | 0.10088 | 0.3875 | 0.0001 | 0.18333 | 0.012122 | 0
1632 | 1 | 0.00013485 | 0.00017022 | 0 | 9.3987e-06 | 0.00011416 | 0 | 0.13691 | 0.3773 | 0.0001 | 0.16667 | 0.0013373 | 0
1633 | 1 | 0.00010937 | 0.00016682 | 0 | 5.8742e-06 | 0.00011416 | 0 | 0.15132 | 0.396 | 0.0001 | 0.15 | 0.0069846 | 0
1634 | 1 | 9.0331e-05 | 0.00016563 | 0 | 2.3497e-06 | 0.00011416 | 0 | 0.15773 | 0.3383 | 0.0001 | 0.18333 | 0.039075 | 0
1635 | 1 | 7.8152e-05 | 0.00016502 | 0 | 1.1748e-06 | 0.00011416 | 0 | 0.15853 | 0.2435 | 0.0001 | 0.18333 | 0.047408 | 0
1636 | 1 | 7.6228e-05 | 0.00016547 | 0 | 1.4098e-05 | 0.00011416 | 0 | 0.14251 | 0.2062 | 0.0001 | 0.175 | 0.032113 | 0
1637 | 1 | 7.8153e-05 | 0.00016577 | 0 | 3.7595e-05 | 0.00011416 | 0 | 0.11609 | 0.1958 | 0.0001 | 0.175 | 0.0097645 | 0
1638 | 1 | 9.5582e-05 | 0.00016804 | 0 | 9.3987e-05 | 0.00011416 | 0 | 0.088871 | 0.171 | 0.0001 | 0.16667 | 0.0008213 | 0
1639 | 1 | 0.00013977 | 0.00016638 | 0 | 0.0001821 | 0.00011416 | 0 | 0.067254 | 0.1599 | 0.0001 | 0.15833 | 7.933e-05 | 0
1640 | 1 | 0.00016965 | 0.00015015 | 0 | 0.0001586 | 0.00011416 | 0 | 0.058447 | 0.1417 | 0.0001 | 0.15833 | 0.0094656 | 0
1641 | 1 | 0.00017897 | 0.00013251 | 0 | 0.00014685 | 0.00011416 | 0 | 0.055244 | 0.1278 | 0.0001 | 0.16667 | 0.021915 | 0
1642 | 1 | 0.00019112 | 0.00011403 | 0 | 0.00016448 | 0.00011416 | 0.029105 | 0.052042 | 0.1164 | 0.0001 | 0.175 | 0.019427 | 0.029105
1643 | 1 | 0.00019083 | 9.9716e-05 | 0 | 0.00018797 | 0.00011416 | 0 | 0.048038 | 0.1106 | 0.0001 | 0.14167 | 0.010619 | 0
1644 | 1 | 0.00019286 | 8.8076e-05 | 0 | 0.00020677 | 0.00011416 | 0.09126 | 0.040032 | 0.1088 | 0.0001 | 0.16667 | 0.0013373 | 0.09126
1645 | 1 | 0.00017666 | 8.0415e-05 | 0 | 0.00018797 | 0.00011416 | 0.46938 | 0.028823 | 0.1054 | 0.0001 | 0.16667 | 0.0042568 | 0.46938
1646 | 1 | 0.00018199 | 7.9839e-05 | 0 | 0.00019032 | 0.00011416 | 0.025807 | 0.027222 | 0.0941 | 0.0001 | 0.15 | 0.026119 | 0.025807
1647 | 1 | 0.00017519 | 8.8007e-05 | 0 | 0.00021382 | 0.00011416 | 0.031467 | 0.044836 | 0.0825 | 0.0001 | 0.125 | 0.031154 | 0.031467
1648 | 1 | 0.00016796 | 0.00010406 | 0 | 0.00022322 | 0.00011416 | 0.11643 | 0.081665 | 0.0738 | 0.0001 | 0.14167 | 0.021683 | 0.11643
1649 | 1 | 0.00015967 | 0.00013148 | 0 | 0.00022322 | 0.00011416 | 0.16497 | 0.099279 | 0.0673 | 0.0001 | 0.175 | 0.0066753 | 0.16497
1650 | 1 | 0.00016082 | 0.00016573 | 0 | 0.00016448 | 0.00011416 | 0 | 0.11049 | 0.0699 | 0.0001 | 0.18333 | 0.00073737 | 0
1651 | 1 | 0.00017121 | 0.00018577 | 0 | 0.00011748 | 0.00011416 | 0 | 0.11529 | 0.0733 | 0.0001 | 0.19167 | 5.3757e-06 | 0
1652 | 1 | 0.00018455 | 0.00021064 | 0 | 8.8113e-05 | 0.00011416 | 0 | 0.16253 | 0.0707 | 0.0001 | 0.19167 | 0.0051952 | 0
1653 | 1 | 0.00016372 | 0.00023296 | 0 | 5.8742e-05 | 0.00011416 | 0 | 0.15773 | 0.0641 | 0.0001 | 0.19167 | 0.014612 | 0
1654 | 1 | 0.000138 | 0.00024969 | 0 | 3.7595e-05 | 0.00011416 | 0 | 0.14572 | 0.0691 | 0.0001 | 0.13333 | 0.014416 | 0
1655 | 1 | 0.00013169 | 0.0002603 | 0 | 2.3497e-05 | 0.00011416 | 0 | 0.11689 | 0.0774 | 0.0001 | 0.10833 | 0.0089859 | 0
1656 | 1 | 0.00012674 | 0.00026025 | 0 | 9.3987e-06 | 0.00011416 | 0 | 0.11849 | 0.0856 | 0.0001 | 0.15 | 0.0013373 | 0
1657 | 1 | 0.00010655 | 0.000257 | 0 | 5.8742e-06 | 0.00011416 | 0 | 0.1265 | 0.0884 | 0.0001 | 0.16667 | 0.0035376 | 0
1658 | 1 | 8.641e-05 | 0.00025758 | 0 | 2.3497e-06 | 0.00011416 | 0 | 0.14492 | 0.0847 | 0.0001 | 0.175 | 0.022542 | 0
1659 | 1 | 7.4517e-05 | 0.00026058 | 0 | 1.1748e-06 | 0.00011416 | 0 | 0.11609 | 0.0774 | 0.0001 | 0.175 | 0.026705 | 0
1660 | 1 | 6.9377e-05 | 0.00026442 | 0 | 1.4098e-05 | 0.00011416 | 0 | 0.098479 | 0.0656 | 0.0001 | 0.175 | 0.01879 | 0
1661 | 1 | 7.4617e-05 | 0.00027001 | 0 | 3.7595e-05 | 0.00011416 | 0 | 0.11289 | 0.0641 | 0.0001 | 0.175 | 0.0058131 | 0
1662 | 1 | 8.9904e-05 | 0.00027521 | 0 | 9.3987e-05 | 0.00011416 | 0 | 0.1193 | 0.075 | 0.0001 | 0.16667 | 0.00071072 | 0
1663 | 1 | 0.00013133 | 0.00027463 | 0 | 0.0001821 | 0.00011416 | 0 | 0.1209 | 0.0909 | 0.0001 | 0.16667 | 7.3737e-07 | 0
1664 | 1 | 0.00015768 | 0.00026008 | 0 | 0.0001586 | 0.00011416 | 0.057709 | 0.11129 | 0.1035 | 0.0001 | 0.16667 | 0.0041279 | 0.057709
1665 | 1 | 0.00016848 | 0.00022722 | 0 | 0.00014685 | 0.00011416 | 0.18347 | 0.079263 | 0.1072 | 0.0001 | 0.175 | 0.012599 | 0.18347
1666 | 1 | 0.00018153 | 0.00018694 | 0 | 0.00016448 | 0.00011416 | 0.29759 | 0.040032 | 0.1019 | 0.0001 | 0.175 | 0.01296 | 0.29759
1667 | 1 | 0.00018609 | 0.00015046 | 0 | 0.00018797 | 0.00011416 | 0.5583 | 0.015212 | 0.1001 | 0.0001 | 0.16667 | 0.0084813 | 0.5583
1668 | 1 | 0.00018832 | 0.00012539 | 0 | 0.00020677 | 0.00011416 | 0.62641 | 0.01281 | 0.1126 | 0.0001 | 0.175 | 0.0013373 | 0.62641
1669 | 1 | 0.00017786 | 0.00010928 | 0 | 0.00018797 | 0.00011416 | 0.85638 | 0.014412 | 0.1248 | 0.0001 | 0.175 | 0.0035376 | 0.85638
1670 | 1 | 0.00017231 | 0.00010047 | 0 | 0.00019032 | 0.00011416 | 0.75707 | 0.016813 | 0.1154 | 0.0001 | 0.16667 | 0.022542 | 0.75707
1671 | 1 | 0.00016822 | 9.9873e-05 | 0 | 0.00021382 | 0.00011416 | 0.67469 | 0.011209 | 0.1038 | 0.0001 | 0.15833 | 0.026705 | 0.67469
1672 | 1 | 0.00016364 | 0.00010794 | 0 | 0.00022322 | 0.00011416 | 0.50641 | 0.01201 | 0.0984 | 0.0001 | 0.15833 | 0.01879 | 0.50641
1673 | 1 | 0.0001525 | 0.00013923 | 0 | 0.00022322 | 0.00011416 | 0.2021 | 0.01281 | 0.0996 | 0.0001 | 0.15833 | 0.0058131 | 0.2021
1674 | 1 | 0.00015708 | 0.00018575 | 0 | 0.00016448 | 0.00011416 | 0 | 0.016813 | 0.1238 | 0.0001 | 0.16667 | 0.00071072 | 0
1675 | 1 | 0.00016636 | 0.00020936 | 0 | 0.00011748 | 0.00011416 | 0 | 0.041633 | 0.158 | 0.0001 | 0.175 | 7.3737e-07 | 0
1676 | 1 | 0.00018121 | 0.00022264 | 0 | 8.8113e-05 | 0.00011416 | 0 | 0.11209 | 0.1908 | 0.0001 | 0.175 | 0.0041279 | 0
1677 | 1 | 0.00015987 | 0.00023358 | 0 | 5.8742e-05 | 0.00011416 | 0 | 0.17854 | 0.2059 | 0.0001 | 0.175 | 0.012599 | 0
1678 | 1 | 0.00013857 | 0.00024364 | 0 | 3.7595e-05 | 0.00011416 | 0 | 0.16813 | 0.1853 | 0.0001 | 0.125 | 0.01296 | 0
1679 | 1 | 0.00013825 | 0.00025517 | 0 | 2.3497e-05 | 0.00011416 | 0 | 0.16413 | 0.1588 | 0.0001 | 0.15 | 0.0084813 | 0
1680 | 1 | 0.00012962 | 0.0002695 | 0 | 9.3987e-06 | 0.00011416 | 0 | 0.17134 | 0.1386 | 0.0001 | 0.15833 | 0.0013373 | 0
1681 | 1 | 0.00010288 | 0.00028112 | 0 | 5.8742e-06 | 0.00011416 | 0 | 0.20336 | 0.1177 | 0.0001 | 0.15833 | 0.0055087 | 0
1682 | 1 | 8.2624e-05 | 0.00029021 | 0 | 2.3497e-06 | 0.00011416 | 0 | 0.21777 | 0.1094 | 0.0001 | 0.15 | 0.032163 | 0
1683 | 1 | 7.0996e-05 | 0.00029801 | 0 | 1.1748e-06 | 0.00011416 | 0 | 0.19055 | 0.1178 | 0.0001 | 0.15 | 0.038714 | 0
1684 | 1 | 6.5855e-05 | 0.00030489 | 0 | 1.4098e-05 | 0.00011416 | 0 | 0.13371 | 0.1312 | 0.0001 | 0.15833 | 0.026558 | 0
1685 | 1 | 7.0208e-05 | 0.00031054 | 0 | 3.7595e-05 | 0.00011416 | 0 | 0.15452 | 0.1357 | 0.0001 | 0.16667 | 0.0081223 | 0
1686 | 1 | 8.7032e-05 | 0.00031548 | 0 | 9.3987e-05 | 0.00011416 | 0 | 0.17454 | 0.1375 | 0.0001 | 0.16667 | 0.00077858 | 0
1687 | 1 | 0.00013122 | 0.00029894 | 0 | 0.0001821 | 0.00011416 | 0 | 0.22418 | 0.1474 | 0.0001 | 0.16667 | 2.7661e-05 | 0
1688 | 1 | 0.00015935 | 0.00024449 | 0 | 0.0001586 | 0.00011416 | 0.15472 | 0.21297 | 0.1407 | 0.0001 | 0.16667 | 0.0071183 | 0.15472
1689 | 1 | 0.00016835 | 0.00020542 | 0 | 0.00014685 | 0.00011416 | 0.38738 | 0.14732 | 0.1149 | 0.0001 | 0.15 | 0.018018 | 0.38738
1690 | 1 | 0.00018114 | 0.00014931 | 0 | 0.00016448 | 0.00011416 | 0.59661 | 0.080865 | 0.0911 | 0.0001 | 0.14167 | 0.016797 | 0.59661
1691 | 1 | 0.0001815 | 0.00010993 | 0 | 0.00018797 | 0.00011416 | 0.77087 | 0.040833 | 0.1056 | 0.0001 | 0.15833 | 0.0097796 | 0.77087
1692 | 1 | 0.00018775 | 8.9158e-05 | 0 | 0.00020677 | 0.00011416 | 0.89476 | 0.053643 | 0.1559 | 0.0001 | 0.15 | 0.0013373 | 0.89476
1693 | 1 | 0.00017421 | 7.5913e-05 | 0 | 0.00018797 | 0.00011416 | 0.8153 | 0.090472 | 0.2248 | 0.0001 | 0.15 | 0.0093331 | 0.8153
1694 | 1 | 0.00016908 | 7.0032e-05 | 0 | 0.00019032 | 0.00011416 | 0.73465 | 0.13211 | 0.2833 | 0.0001 | 0.14167 | 0.04974 | 0.73465
1695 | 1 | 0.00016197 | 7.1742e-05 | 0 | 0.00021382 | 0.00011416 | 0.64299 | 0.1289 | 0.2858 | 0.0001 | 0.15833 | 0.0609 | 0.64299
1696 | 1 | 0.00015794 | 8.2544e-05 | 0 | 0.00022322 | 0.00011416 | 0.44531 | 0.1241 | 0.2412 | 0.0001 | 0.16667 | 0.040656 | 0.44531
1697 | 1 | 0.00015085 | 0.00012169 | 0 | 0.00022322 | 0.00011416 | 0.19815 | 0.13291 | 0.2462 | 0.0001 | 0.16667 | 0.012279 | 0.19815
1698 | 1 | 0.00014783 | 0.00018099 | 0 | 0.00016448 | 0.00011416 | 0 | 0.14572 | 0.3167 | 0.0001 | 0.18333 | 0.00088065 | 0
1699 | 1 | 0.0001607 | 0.00019893 | 0 | 0.00011748 | 0.00011416 | 0 | 0.20016 | 0.3992 | 0.0001 | 0.18333 | 0.0002153 | 0
1700 | 1 | 0.00017825 | 0.00020763 | 0 | 8.8113e-05 | 0.00011416 | 0 | 0.26021 | 0.4341 | 0.0001 | 0.175 | 0.013328 | 0
1701 | 1 | 0.00015674 | 0.00021709 | 0 | 5.8742e-05 | 0.00011416 | 0 | 0.28583 | 0.4079 | 0.0001 | 0.15 | 0.027934 | 0
1702 | 1 | 0.00013228 | 0.00022824 | 0 | 3.7595e-05 | 0.00011416 | 0 | 0.32506 | 0.3545 | 0.0001 | 0.15 | 0.023343 | 0
1703 | 1 | 0.00013362 | 0.00024022 | 0 | 2.3497e-05 | 0.00011416 | 0 | 0.34908 | 0.2964 | 0.0001 | 0.10833 | 0.01181 | 0
1704 | 1 | 0.00012598 | 0.00025268 | 0 | 9.3987e-06 | 0.00011416 | 0 | 0.34908 | 0.2411 | 0.0001 | 0.13333 | 0.0013373 | 0
1705 | 1 | 9.799e-05 | 0.00026522 | 0 | 5.8742e-06 | 0.00011416 | 0 | 0.2546 | 0.1988 | 0.0001 | 0.15833 | 0.016421 | 0
1706 | 1 | 7.7183e-05 | 0.00027686 | 0 | 2.3497e-06 | 0.00011416 | 0 | 0.14331 | 0.1679 | 0.0001 | 0.15833 | 0.080465 | 0
1707 | 1 | 6.5672e-05 | 0.00028721 | 0 | 1.1748e-06 | 0.00011416 | 0 | 0.10168 | 0.1389 | 0.0001 | 0.15833 | 0.10011 | 0
1708 | 1 | 5.7731e-05 | 0.00029486 | 0 | 1.4098e-05 | 0.00011416 | 0 | 0.10969 | 0.1153 | 0.0001 | 0.15833 | 0.065138 | 0
1709 | 1 | 6.2915e-05 | 0.00030074 | 0 | 3.7595e-05 | 0.00011416 | 0 | 0.15292 | 0.1041 | 0.0001 | 0.15833 | 0.019439 | 0
1710 | 1 | 8.0562e-05 | 0.00030644 | 0 | 9.3987e-05 | 0.00011416 | 0 | 0.21297 | 0.0996 | 0.0001 | 0.15833 | 0.0010245 | 0
1711 | 1 | 0.00012369 | 0.0002911 | 0 | 0.0001821 | 0.00011416 | 0 | 0.2498 | 0.1002 | 0.0001 | 0.16667 | 0.00094438 | 0
1712 | 1 | 0.00015244 | 0.00024041 | 0 | 0.0001586 | 0.00011416 | 0.082869 | 0.23459 | 0.1017 | 0.0001 | 0.15833 | 0.02557 | 0.082869
1713 | 1 | 0.000167 | 0.00019938 | 0 | 0.00014685 | 0.00011416 | 0.43469 | 0.14091 | 0.1045 | 0.0001 | 0.15833 | 0.045297 | 0.43469
1714 | 1 | 0.00017583 | 0.00015032 | 0 | 0.00016448 | 0.00011416 | 0.57171 | 0.054444 | 0.1277 | 0.0001 | 0.15833 | 0.034002 | 0.57171
1715 | 1 | 0.00017627 | 0.00012375 | 0 | 0.00018797 | 0.00011416 | 0.79015 | 0.038431 | 0.1613 | 0.0001 | 0.15833 | 0.014811 | 0.79015
1716 | 1 | 0.00017952 | 0.00010949 | 0 | 0.00020677 | 0.00011416 | 0.9152 | 0.072058 | 0.1763 | 0.0001 | 0.15833 | 0.0013373 | 0.9152
1717 | 1 | 0.00016732 | 0.00010171 | 0 | 0.00018797 | 0.00011416 | 0.83446 | 0.1305 | 0.1777 | 0.0001 | 0.15 | 0.027722 | 0.83446
1718 | 1 | 0.00016111 | 9.9804e-05 | 0 | 0.00019032 | 0.00011416 | 0.76479 | 0.14011 | 0.1845 | 0.0001 | 0.14167 | 0.1271 | 0.76479
1719 | 1 | 0.00015236 | 0.00010422 | 0 | 0.00021382 | 0.00011416 | 0.66946 | 0.15132 | 0.2074 | 0.0001 | 0.14167 | 0.1602 | 0.66946
1720 | 1 | 0.00014528 | 0.00011713 | 0 | 0.00022322 | 0.00011416 | 0.4237 | 0.17774 | 0.2363 | 0.0001 | 0.13333 | 0.10208 | 0.4237
1721 | 1 | 0.00013899 | 0.0001476 | 0 | 0.00022322 | 0.00011416 | 0.18142 | 0.23058 | 0.2671 | 0.0001 | 0.13333 | 0.030167 | 0.18142
1722 | 1 | 0.00013873 | 0.00020055 | 0 | 0.00016448 | 0.00011416 | 0 | 0.28743 | 0.2918 | 0.0001 | 0.13333 | 0.0012018 | 0
1723 | 1 | 0.00014685 | 0.0002201 | 0 | 0.00011748 | 0.00011416 | 0 | 0.28823 | 0.2966 | 0.0001 | 0.15 | 0.0027751 | 0
1724 | 1 | 0.00016086 | 0.000234 | 0 | 8.8113e-05 | 0.00011416 | 0 | 0.30825 | 0.2898 | 0.0001 | 0.16667 | 0.046078 | 0
1725 | 1 | 0.00014401 | 0.00024763 | 0 | 5.8742e-05 | 0.00011416 | 0 | 0.31946 | 0.2853 | 0.0001 | 0.15 | 0.071687 | 0
1726 | 1 | 0.00012114 | 0.00025913 | 0 | 3.7595e-05 | 0.00011416 | 0 | 0.28503 | 0.2993 | 0.0001 | 0.11667 | 0.049183 | 0
1727 | 1 | 0.00012706 | 0.00026395 | 0 | 2.3497e-05 | 0.00011416 | 0 | 0.24339 | 0.3331 | 0.0001 | 0.10833 | 0.018696 | 0
1728 | 1 | 0.00012249 | 0.00026594 | 0 | 9.3987e-06 | 0.00011416 | 0 | 0.21857 | 0.3363 | 0.0001 | 0.125 | 0.0013373 | 0
1729 | 1 | 9.475e-05 | 0.00026439 | 0 | 5.8742e-06 | 0.00011416 | 0 | 0.23379 | 0.3277 | 0.0001 | 0.13333 | 0.04329 | 0
1730 | 1 | 7.3876e-05 | 0.00026353 | 0 | 2.3497e-06 | 0.00011416 | 0 | 0.25861 | 0.335 | 0.0001 | 0.15833 | 0.18897 | 0
1731 | 1 | 6.029e-05 | 0.00026474 | 0 | 1.1748e-06 | 0.00011416 | 0 | 0.2466 | 0.3546 | 0.0001 | 0.15833 | 0.2405 | 0
1732 | 1 | 5.0603e-05 | 0.00027065 | 0 | 1.4098e-05 | 0.00011416 | 0 | 0.22098 | 0.3656 | 0.0001 | 0.15833 | 0.15088 | 0
1733 | 1 | 4.3589e-05 | 0.00028041 | 0 | 3.7595e-05 | 0.00011416 | 0 | 0.22258 | 0.3601 | 0.0001 | 0.15833 | 0.044255 | 0
1734 | 1 | 4.499e-05 | 0.00028917 | 0 | 9.3987e-05 | 0.00011416 | 0 | 0.23859 | 0.3486 | 0.0001 | 0.15 | 0.0013984 | 0
1735 | 1 | 5.7705e-05 | 0.00028329 | 0 | 0.0001821 | 0.00011416 | 0 | 0.2506 | 0.3341 | 0.0001 | 0.15 | 0.006123 | 0
1736 | 1 | 6.9685e-05 | 0.0002565 | 0 | 0.0001586 | 0.00011416 | 0.0084909 | 0.2458 | 0.2984 | 0.0001 | 0.15 | 0.07537 | 0.0084909
1737 | 1 | 9.7112e-05 | 0.00021449 | 0 | 0.00014685 | 0.00011416 | 0.023166 | 0.21697 | 0.2928 | 0.0001 | 0.15 | 0.10674 | 0.023166
1738 | 1 | 0.00012068 | 0.00017786 | 0 | 0.00016448 | 0.00011416 | 0.072607 | 0.18255 | 0.2887 | 0.0001 | 0.15 | 0.068319 | 0.072607
1739 | 1 | 0.00012583 | 0.00015722 | 0 | 0.00018797 | 0.00011416 | 0.75435 | 0.14492 | 0.2645 | 0.0001 | 0.15 | 0.023208 | 0.75435
1740 | 1 | 0.00012751 | 0.00014429 | 0 | 0.00020677 | 0.00011416 | 0.95159 | 0.18495 | 0.2368 | 0.0001 | 0.15 | 0.0013373 | 0.95159
1741 | 1 | 0.00012476 | 0.00014013 | 0 | 0.00018797 | 0.00011416 | 0.89815 | 0.19616 | 0.2272 | 0.0001 | 0.15 | 0.061516 | 0.89815
1742 | 1 | 0.00011419 | 0.00014605 | 0 | 0.00019032 | 0.00011416 | 0.47845 | 0.16813 | 0.2429 | 0.0001 | 0.15 | 0.25945 | 0.47845
1743 | 1 | 0.00010968 | 0.00016022 | 0 | 0.00021382 | 0.00011416 | 0.13196 | 0.18575 | 0.2714 | 0.0001 | 0.11667 | 0.33249 | 0.13196
1744 | 1 | 0.00010609 | 0.00017528 | 0 | 0.00022322 | 0.00011416 | 0.001794 | 0.20256 | 0.3004 | 0.0001 | 0.11667 | 0.20629 | 0.001794
1745 | 1 | 0.00010654 | 0.00018964 | 0 | 0.00022322 | 0.00011416 | 0.0018163 | 0.23459 | 0.3356 | 0.0001 | 0.11667 | 0.060186 | 0.0018163
1746 | 1 | 0.00011245 | 0.00020332 | 0 | 0.00016448 | 0.00011416 | 0 | 0.20416 | 0.3556 | 0.0001 | 0.125 | 0.0015928 | 0
1747 | 1 | 0.00012697 | 0.00021205 | 0 | 0.00011748 | 0.00011416 | 0 | 0.20336 | 0.3653 | 0.0001 | 0.14167 | 0.010812 | 0
1748 | 1 | 0.0001352 | 0.00021954 | 0 | 8.8113e-05 | 0.00011416 | 0 | 0.20096 | 0.3583 | 0.0001 | 0.15 | 0.11054 | 0
1749 | 1 | 0.0001149 | 0.00022727 | 0 | 5.8742e-05 | 0.00011416 | 0 | 0.21697 | 0.3634 | 0.0001 | 0.15 | 0.1467 | 0
1750 | 1 | 9.5699e-05 | 0.00023439 | 0 | 3.7595e-05 | 0.00011416 | 0 | 0.18815 | 0.366 | 0.0001 | 0.15833 | 0.089302 | 0
1751 | 1 | 9.8676e-05 | 0.0002406 | 0 | 2.3497e-05 | 0.00011416 | 0 | 0.13451 | 0.3649 | 0.0001 | 0.15 | 0.027843 | 0
1752 | 1 | 0.00010094 | 0.00024641 | 0 | 9.3987e-06 | 0.00011416 | 0 | 0.13611 | 0.3557 | 0.0001 | 0.15833 | 0.0013373 | 0
1753 | 1 | 7.7577e-05 | 0.00025095 | 0 | 5.8742e-06 | 0.00011416 | 0 | 0.13771 | 0.3532 | 0.0001 | 0.15 | 0.084249 | 0
1754 | 1 | 6.0293e-05 | 0.00025495 | 0 | 2.3497e-06 | 0.00011416 | 0 | 0.15212 | 0.3365 | 0.0001 | 0.15833 | 0.34559 | 0
1755 | 1 | 4.4631e-05 | 0.00025782 | 0 | 1.1748e-06 | 0.00011416 | 0 | 0.15052 | 0.3154 | 0.0001 | 0.15 | 0.44538 | 0
1756 | 1 | 3.5976e-05 | 0.00025899 | 0 | 1.4098e-05 | 0.00011416 | 0 | 0.16013 | 0.3201 | 0.0001 | 0.15 | 0.27383 | 0
1757 | 1 | 3.4688e-05 | 0.00026011 | 0 | 3.7595e-05 | 0.00011416 | 0 | 0.14892 | 0.3296 | 0.0001 | 0.15 | 0.079544 | 0
1758 | 1 | 3.4778e-05 | 0.00026032 | 0 | 9.3987e-05 | 0.00011416 | 0 | 0.14011 | 0.3274 | 0.0001 | 0.15 | 0.0018044 | 0
1759 | 1 | 4.3571e-05 | 0.0002557 | 0 | 0.0001821 | 0.00011416 | 0 | 0.15052 | 0.3132 | 0.0001 | 0.15 | 0.017434 | 0
1760 | 1 | 4.4431e-05 | 0.00024255 | 0 | 0.0001586 | 0.00011416 | 0.0062066 | 0.14892 | 0.2943 | 0.0001 | 0.15 | 0.15523 | 0.0062066
1761 | 1 | 6.8856e-05 | 0.00022399 | 0 | 0.00014685 | 0.00011416 | 0 | 0.15372 | 0.2724 | 0.0001 | 0.15 | 0.19557 | 0
1762 | 1 | 9.4303e-05 | 0.00019875 | 0 | 0.00016448 | 0.00011416 | 0.0018386 | 0.19055 | 0.2323 | 0.0001 | 0.14167 | 0.11419 | 0.0018386
1763 | 1 | 0.00011018 | 0.00017252 | 0 | 0.00018797 | 0.00011416 | 0.02174 | 0.18175 | 0.1995 | 0.0001 | 0.14167 | 0.033057 | 0.02174
1764 | 1 | 0.00012379 | 0.00015984 | 0 | 0.00020677 | 0.00011416 | 0.001794 | 0.17694 | 0.1781 | 0.0001 | 0.15 | 0.0013373 | 0.001794
1765 | 1 | 0.00012986 | 0.00014966 | 0 | 0.00018797 | 0.00011416 | 0 | 0.17214 | 0.1781 | 0.0001 | 0.15 | 0.11199 | 0
1766 | 1 | 0.0001166 | 0.00014619 | 0 | 0.00019032 | 0.00011416 | 0 | 0.17374 | 0.1892 | 0.0001 | 0.13333 | 0.44895 | 0
1767 | 1 | 0.00010374 | 0.00014839 | 0 | 0.00021382 | 0.00011416 | 0 | 0.16013 | 0.2166 | 0.0001 | 0.13333 | 0.58129 | 0
1768 | 1 | 9.9552e-05 | 0.00015713 | 0 | 0.00022322 | 0.00011416 | 0 | 0.13691 | 0.2357 | 0.0001 | 0.125 | 0.3547 | 0
1769 | 1 | 9.4483e-05 | 0.00017102 | 0 | 0.00022322 | 0.00011416 | 0.014263 | 0.17054 | 0.25 | 0.0001 | 0.13333 | 0.10266 | 0.014263
1770 | 1 | 0.00010064 | 0.00019528 | 0 | 0.00016448 | 0.00011416 | 0 | 0.18255 | 0.2718 | 0.0001 | 0.13333 | 0.0020339 | 0
1771 | 1 | 0.00011743 | 0.0002046 | 0 | 0.00011748 | 0.00011416 | 0 | 0.16573 | 0.3005 | 0.0001 | 0.125 | 0.026323 | 0
1772 | 1 | 0.00013287 | 0.00021355 | 0 | 8.8113e-05 | 0.00011416 | 0 | 0.14652 | 0.3088 | 0.0001 | 0.125 | 0.21058 | 0
1773 | 1 | 0.00011886 | 0.00022439 | 0 | 5.8742e-05 | 0.00011416 | 0 | 0.14171 | 0.2775 | 0.0001 | 0.14167 | 0.25424 | 0
1774 | 1 | 0.00010181 | 0.0002347 | 0 | 3.7595e-05 | 0.00011416 | 0 | 0.16573 | 0.296 | 0.0001 | 0.15833 | 0.14333 | 0
1775 | 1 | 0.00010077 | 0.0002458 | 0 | 2.3497e-05 | 0.00011416 | 0 | 0.17374 | 0.2905 | 0.0001 | 0.15 | 0.038885 | 0
1776 | 1 | 9.4836e-05 | 0.00025727 | 0 | 9.3987e-06 | 0.00011416 | 0 | 0.17614 | 0.2245 | 0.0001 | 0.15 | 0.0013373 | 0
1777 | 1 | 7.3307e-05 | 0.00026627 | 0 | 5.8742e-06 | 0.00011416 | 0 | 0.17054 | 0.194 | 0.0001 | 0.15 | 0.13735 | 0
1778 | 1 | 5.9478e-05 | 0.00026816 | 0 | 2.3497e-06 | 0.00011416 | 0 | 0.17294 | 0.1699 | 0.0001 | 0.15 | 0.54226 | 0
1779 | 1 | 4.9949e-05 | 0.00026571 | 0 | 1.1748e-06 | 0.00011416 | 0 | 0.17214 | 0.1407 | 0.0001 | 0.15 | 0.70429 | 0
1780 | 1 | 4.5627e-05 | 0.00026299 | 0 | 1.4098e-05 | 0.00011416 | 0 | 0.15853 | 0.1214 | 0.0001 | 0.14167 | 0.42759 | 0
1781 | 1 | 5.1878e-05 | 0.00026179 | 0 | 3.7595e-05 | 0.00011416 | 0 | 0.14492 | 0.1117 | 0.0001 | 0.14167 | 0.12346 | 0
1782 | 1 | 7.0363e-05 | 0.00026367 | 0 | 9.3987e-05 | 0.00011416 | 0 | 0.13611 | 0.1049 | 0.0001 | 0.15 | 0.0022254 | 0
1783 | 1 | 0.00011481 | 0.00026067 | 0 | 0.0001821 | 0.00011416 | 0 | 0.1305 | 0.0942 | 0.0001 | 0.15 | 0.035018 | 0
1784 | 1 | 0.0001422 | 0.00024617 | 0 | 0.0001586 | 0.00011416 | 0.064617 | 0.1257 | 0.086 | 0.0001 | 0.14167 | 0.26174 | 0.064617
1785 | 1 | 0.00015884 | 0.00021544 | 0 | 0.00014685 | 0.00011416 | 0.043201 | 0.078463 | 0.0851 | 0.0001 | 0.14167 | 0.30723 | 0.043201
1786 | 1 | 0.00017336 | 0.00017903 | 0 | 0.00016448 | 0.00011416 | 0.12959 | 0.034428 | 0.0799 | 0.0001 | 0.14167 | 0.16913 | 0.12959
1787 | 1 | 0.00017365 | 0.00015092 | 0 | 0.00018797 | 0.00011416 | 0.5983 | 0.015212 | 0.063 | 0.0001 | 0.11667 | 0.043863 | 0.5983
1788 | 1 | 0.00017572 | 0.00012921 | 0 | 0.00020677 | 0.00011416 | 0.82182 | 0.013611 | 0.0449 | 0.0001 | 0.10833 | 0.0013373 | 0.82182
1789 | 1 | 0.00016687 | 0.00011092 | 0 | 0.00018797 | 0.00011416 | 1 | 0.01201 | 0.0303 | 0.0001 | 0.1 | 0.16191 | 1
1790 | 1 | 0.00016528 | 9.7901e-05 | 0 | 0.00019032 | 0.00011416 | 0.82959 | 0.01201 | 0.0206 | 0.0001 | 0.091667 | 0.63184 | 0.82959
1791 | 1 | 0.00016109 | 9.1532e-05 | 0 | 0.00021382 | 0.00011416 | 0.65678 | 0.01281 | 0.0151 | 0.0001 | 0.091667 | 0.8226 | 0.65678
1792 | 1 | 0.0001584 | 9.2998e-05 | 0 | 0.00022322 | 0.00011416 | 0.45628 | 0.013611 | 0.0142 | 0.0001 | 0.091667 | 0.4975 | 0.45628
1793 | 1 | 0.00015191 | 0.00010986 | 0 | 0.00022322 | 0.00011416 | 0.1611 | 0.013611 | 0.0147 | 0.0001 | 0.091667 | 0.14337 | 0.1611
1794 | 1 | 0.00015424 | 0.00013907 | 0 | 0.00016448 | 0.00011416 | 0.042967 | 0.015212 | 0.016 | 0.0001 | 0.091667 | 0.0023987 | 0.042967
1795 | 1 | 0.00016391 | 0.00015556 | 0 | 0.00011748 | 0.00011416 | 0 | 0.017614 | 0.0164 | 0.0001 | 0.10833 | 0.043843 | 0
1796 | 1 | 0.00018351 | 0.00016614 | 0 | 8.8113e-05 | 0.00011416 | 0 | 0.031225 | 0.0169 | 0.0001 | 0.10833 | 0.31169 | 0
1797 | 1 | 0.00016226 | 0.00017542 | 0 | 5.8742e-05 | 0.00011416 | 0 | 0.054444 | 0.0166 | 0.0001 | 0.1 | 0.35811 | 0
1798 | 1 | 0.00013656 | 0.00018645 | 0 | 3.7595e-05 | 0.00011416 | 0 | 0.069656 | 0.0145 | 0.0001 | 0.1 | 0.19357 | 0
1799 | 1 | 0.00014012 | 0.00019545 | 0 | 2.3497e-05 | 0.00011416 | 0 | 0.060849 | 0.012 | 0.0001 | 0.1 | 0.048455 | 0
1800 | 1 | 0.0001324 | 0.00020207 | 0 | 9.3987e-06 | 0.00011416 | 0 | 0.048038 | 0.0107 | 0.0001 | 0.1 | 0.0013373 | 0
1801 | 1 | 0.00010679 | 0.00020556 | 0 | 5.8742e-06 | 0.00011416 | 0 | 0.036029 | 0.0107 | 0.0001 | 0.11667 | 0.18448 | 0
1802 | 1 | 8.916e-05 | 0.0002064 | 0 | 2.3497e-06 | 0.00011416 | 0 | 0.022418 | 0.0123 | 0.0001 | 0.11667 | 0.71362 | 0
1803 | 1 | 7.5499e-05 | 0.00020233 | 0 | 1.1748e-06 | 0.00011416 | 0 | 0.014412 | 0.0152 | 0.0001 | 0.11667 | 0.93076 | 0
1804 | 1 | 7.1463e-05 | 0.00019976 | 0 | 1.4098e-05 | 0.00011416 | 0 | 0.018415 | 0.0209 | 0.0001 | 0.11667 | 0.56127 | 0
1805 | 1 | 7.5021e-05 | 0.00020362 | 0 | 3.7595e-05 | 0.00011416 | 0 | 0.021617 | 0.0331 | 0.0001 | 0.11667 | 0.16152 | 0
1806 | 1 | 9.3456e-05 | 0.00021386 | 0 | 9.3987e-05 | 0.00011416 | 0 | 0.045637 | 0.0492 | 0.0001 | 0.125 | 0.0025498 | 0
1807 | 1 | 0.0001324 | 0.00021291 | 0 | 0.0001821 | 0.00011416 | 0 | 0.11369 | 0.0645 | 0.0001 | 0.125 | 0.052239 | 0
1808 | 1 | 0.00016322 | 0.00016778 | 0 | 0.0001586 | 0.00011416 | 0.16368 | 0.17854 | 0.0724 | 0.0001 | 0.125 | 0.35786 | 0.16368
1809 | 1 | 0.00016707 | 0.00013273 | 0 | 0.00014685 | 0.00011416 | 0.39115 | 0.16813 | 0.0691 | 0.0001 | 0.125 | 0.40457 | 0.39115
1810 | 1 | 0.00016674 | 8.2352e-05 | 0 | 0.00016448 | 0.00011416 | 0.61097 | 0.10248 | 0.0649 | 0.0001 | 0.125 | 0.21566 | 0.61097
1811 | 1 | 0.00015824 | 4.8322e-05 | 0 | 0.00018797 | 0.00011416 | 0.78065 | 0.024019 | 0.0638 | 0.0001 | 0.125 | 0.052517 | 0.78065
1812 | 1 | 0.00016114 | 2.5898e-05 | 0 | 0.00020677 | 0.00011416 | 0.94821 | 0.011209 | 0.0541 | 0.0001 | 0.125 | 0.0013373 | 0.94821
1813 | 1 | 0.0001588 | 1.0279e-05 | 0 | 0.00018797 | 0.00011416 | 0.95752 | 0.0080064 | 0.0377 | 0.0001 | 0.125 | 0.19407 | 0.95752
1814 | 1 | 0.00017095 | 1.3961e-06 | 0 | 0.00019032 | 0.00011416 | 0.80578 | 0.0088071 | 0.0227 | 0.0001 | 0.083333 | 0.74821 | 0.80578
1815 | 1 | 0.00017219 | 0 | 0 | 0.00021382 | 0.00011416 | 0.70654 | 0.010408 | 0.0161 | 0.0001 | 0.091667 | 0.97655 | 0.70654
1816 | 1 | 0.00016678 | 8.5686e-06 | 0 | 0.00022322 | 0.00011416 | 0.45974 | 0.014412 | 0.0244 | 0.0001 | 0.10833 | 0.58822 | 0.45974
1817 | 1 | 0.00015464 | 4.3715e-05 | 0 | 0.00022322 | 0.00011416 | 0.20471 | 0.025621 | 0.0521 | 0.0001 | 0.125 | 0.16918 | 0.20471
1818 | 1 | 0.00015189 | 0.00010041 | 0 | 0.00016448 | 0.00011416 | 0.040905 | 0.05044 | 0.0909 | 0.0001 | 0.11667 | 0.002612 | 0.040905
1819 | 1 | 0.00015942 | 0.000129 | 0 | 0.00011748 | 0.00011416 | 0 | 0.083267 | 0.1253 | 0.0001 | 0.125 | 0.055877 | 0
1820 | 1 | 0.00017838 | 0.00014289 | 0 | 8.8113e-05 | 0.00011416 | 0 | 0.10168 | 0.1523 | 0.0001 | 0.10833 | 0.37753 | 0
1821 | 1 | 0.00016156 | 0.00015141 | 0 | 5.8742e-05 | 0.00011416 | 0 | 0.11529 | 0.1719 | 0.0001 | 0.075 | 0.42423 | 0
1822 | 1 | 0.00013846 | 0.00015429 | 0 | 3.7595e-05 | 0.00011416 | 0 | 0.1209 | 0.1865 | 0.0001 | 0.1 | 0.22494 | 0
1823 | 1 | 0.00013685 | 0.00015457 | 0 | 2.3497e-05 | 0.00011416 | 0 | 0.096878 | 0.2042 | 0.0001 | 0.11667 | 0.054203 | 0
1824 | 1 | 0.00012957 | 0.00015774 | 0 | 9.3987e-06 | 0.00011416 | 0 | 0.078463 | 0.2327 | 0.0001 | 0.11667 | 0.0013373 | 0
1825 | 1 | 0.00010381 | 0.00016806 | 0 | 5.8742e-06 | 0.00011416 | 0 | 0.04964 | 0.2634 | 0.0001 | 0.11667 | 0.19899 | 0
1826 | 1 | 8.1195e-05 | 0.00018291 | 0 | 2.3497e-06 | 0.00011416 | 0 | 0.032026 | 0.2793 | 0.0001 | 0.11667 | 0.76592 | 0
1827 | 1 | 6.7173e-05 | 0.00019521 | 0 | 1.1748e-06 | 0.00011416 | 0 | 0.036829 | 0.2791 | 0.0001 | 0.11667 | 1 | 0
1828 | 1 | 6.0632e-05 | 0.00020619 | 0 | 1.4098e-05 | 0.00011416 | 0 | 0.044836 | 0.257 | 0.0001 | 0.11667 | 0.60202 | 0
1829 | 1 | 6.5208e-05 | 0.0002138 | 0 | 3.7595e-05 | 0.00011416 | 0 | 0.052042 | 0.2378 | 0.0001 | 0.11667 | 0.17311 | 0
1830 | 1 | 8.3879e-05 | 0.00021296 | 0 | 9.3987e-05 | 0.00011416 | 0 | 0.076861 | 0.2309 | 0.0001 | 0.10833 | 0.0026435 | 0
1831 | 1 | 0.00012525 | 0.00020133 | 0 | 0.0001821 | 0.00011416 | 0.0027523 | 0.1281 | 0.2355 | 0.0001 | 0.10833 | 0.057758 | 0.0027523
1832 | 1 | 0.00015443 | 0.00018722 | 0 | 0.0001586 | 0.00011416 | 0.12722 | 0.14892 | 0.2371 | 0.0001 | 0.11667 | 0.38764 | 0.12722
1833 | 1 | 0.0001697 | 0.00016982 | 0 | 0.00014685 | 0.00011416 | 0.28547 | 0.1193 | 0.2318 | 0.0001 | 0.125 | 0.43429 | 0.28547
1834 | 1 | 0.00017849 | 0.00014663 | 0 | 0.00016448 | 0.00011416 | 0.28648 | 0.063251 | 0.2357 | 0.0001 | 0.125 | 0.22968 | 0.28648
1835 | 1 | 0.0001825 | 0.00012437 | 0 | 0.00018797 | 0.00011416 | 0.64183 | 0.040833 | 0.2403 | 0.0001 | 0.10833 | 0.05506 | 0.64183
1836 | 1 | 0.00018628 | 0.00010153 | 0 | 0.00020677 | 0.00011416 | 0.82913 | 0.052842 | 0.2575 | 0.0001 | 0.11667 | 0.0013373 | 0.82913
1837 | 1 | 0.00017919 | 8.1201e-05 | 0 | 0.00018797 | 0.00011416 | 0.8514 | 0.077662 | 0.269 | 0.0001 | 0.11667 | 0.19407 | 0.8514
1838 | 1 | 0.00017934 | 7.6332e-05 | 0 | 0.00019032 | 0.00011416 | 0.62311 | 0.10088 | 0.2615 | 0.0001 | 0.11667 | 0.74821 | 0.62311
1839 | 1 | 0.00017356 | 8.3522e-05 | 0 | 0.00021382 | 0.00011416 | 0.5627 | 0.11529 | 0.2529 | 0.0001 | 0.10833 | 0.97655 | 0.5627
1840 | 1 | 0.00016459 | 0.00010022 | 0 | 0.00022322 | 0.00011416 | 0.2666 | 0.14331 | 0.2514 | 0.0001 | 0.1 | 0.58822 | 0.2666
1841 | 1 | 0.00016097 | 0.00012666 | 0 | 0.00022322 | 0.00011416 | 0.11156 | 0.16413 | 0.2565 | 0.0001 | 0.091667 | 0.16918 | 0.11156
1842 | 1 | 0.00016259 | 0.00015888 | 0 | 0.00016448 | 0.00011416 | 0.0097611 | 0.20176 | 0.2915 | 0.0001 | 0.1 | 0.002612 | 0.0097611
1843 | 1 | 0.00017015 | 0.00017271 | 0 | 0.00011748 | 0.00011416 | 0 | 0.20096 | 0.3368 | 0.0001 | 0.11667 | 0.055877 | 0
1844 | 1 | 0.000183 | 0.00018006 | 0 | 8.8113e-05 | 0.00011416 | 0 | 0.21137 | 0.3455 | 0.0001 | 0.11667 | 0.37753 | 0
1845 | 1 | 0.00016294 | 0.00018455 | 0 | 5.8742e-05 | 0.00011416 | 0 | 0.20897 | 0.3261 | 0.0001 | 0.083333 | 0.42423 | 0
1846 | 1 | 0.00013915 | 0.00018739 | 0 | 3.7595e-05 | 0.00011416 | 0 | 0.18655 | 0.3082 | 0.0001 | 0.075 | 0.22494 | 0
1847 | 1 | 0.00013852 | 0.00018947 | 0 | 2.3497e-05 | 0.00011416 | 0 | 0.17054 | 0.3071 | 0.0001 | 0.091667 | 0.054203 | 0
1848 | 1 | 0.00013207 | 0.00019165 | 0 | 9.3987e-06 | 0.00011416 | 0 | 0.15532 | 0.3215 | 0.0001 | 0.1 | 0.0013373 | 0
1849 | 1 | 0.00010825 | 0.00019364 | 0 | 5.8742e-06 | 0.00011416 | 0 | 0.13451 | 0.31 | 0.0001 | 0.1 | 0.17981 | 0
1850 | 1 | 8.7127e-05 | 0.00019563 | 0 | 2.3497e-06 | 0.00011416 | 0 | 0.1257 | 0.2982 | 0.0001 | 0.1 | 0.69673 | 0
1851 | 1 | 7.2254e-05 | 0.00019823 | 0 | 1.1748e-06 | 0.00011416 | 0 | 0.10328 | 0.2921 | 0.0001 | 0.10833 | 0.90842 | 0
1852 | 1 | 6.6664e-05 | 0.00020032 | 0 | 1.4098e-05 | 0.00011416 | 0 | 0.092074 | 0.3201 | 0.0001 | 0.11667 | 0.5481 | 0
1853 | 1 | 7.038e-05 | 0.0002016 | 0 | 3.7595e-05 | 0.00011416 | 0 | 0.10488 | 0.3438 | 0.0001 | 0.11667 | 0.15777 | 0
1854 | 1 | 8.7949e-05 | 0.00020163 | 0 | 9.3987e-05 | 0.00011416 | 0 | 0.11209 | 0.3447 | 0.0001 | 0.11667 | 0.0025191 | 0
1855 | 1 | 0.0001269 | 0.00019737 | 0 | 0.0001821 | 0.00011416 | 0 | 0.10408 | 0.3466 | 0.0001 | 0.11667 | 0.050481 | 0
1856 | 1 | 0.00015785 | 0.00018764 | 0 | 0.0001586 | 0.00011416 | 0 | 0.092074 | 0.3301 | 0.0001 | 0.10833 | 0.34828 | 0
1857 | 1 | 0.00017406 | 0.00017584 | 0 | 0.00014685 | 0.00011416 | 0 | 0.072858 | 0.3054 | 0.0001 | 0.10833 | 0.39498 | 0
1858 | 1 | 0.00018525 | 0.00016502 | 0 | 0.00016448 | 0.00011416 | 0 | 0.045637 | 0.3031 | 0.0001 | 0.11667 | 0.21111 | 0
1859 | 1 | 0.00019015 | 0.00015331 | 0 | 0.00018797 | 0.00011416 | 0 | 0.032026 | 0.2994 | 0.0001 | 0.10833 | 0.051687 | 0
1860 | 1 | 0.0001957 | 0.00014078 | 0 | 0.00020677 | 0.00011416 | 0 | 0.032026 | 0.2844 | 0.0001 | 0.1 | 0.0013373 | 0
1861 | 1 | 0.00018939 | 0.0001301 | 0 | 0.00018797 | 0.00011416 | 0 | 0.028022 | 0.2736 | 0.0001 | 0.091667 | 0.15763 | 0
1862 | 1 | 0.00018969 | 0.00012151 | 0 | 0.00019032 | 0.00011416 | 0 | 0.032826 | 0.2534 | 0.0001 | 0.10833 | 0.61627 | 0
1863 | 1 | 0.00018652 | 0.00011706 | 0 | 0.00021382 | 0.00011416 | 0 | 0.025621 | 0.2293 | 0.0001 | 0.10833 | 0.80203 | 0
1864 | 1 | 0.00018245 | 0.0001204 | 0 | 0.00022322 | 0.00011416 | 0 | 0.016813 | 0.2008 | 0.0001 | 0.10833 | 0.48536 | 0
1865 | 1 | 0.00017712 | 0.00013328 | 0 | 0.00022322 | 0.00011416 | 0.0016603 | 0.019215 | 0.1836 | 0.0001 | 0.11667 | 0.13991 | 0.0016603
1866 | 1 | 0.00018136 | 0.00015903 | 0 | 0.00016448 | 0.00011416 | 0.00156 | 0.038431 | 0.1734 | 0.0001 | 0.10833 | 0.0023692 | 0.00156
1867 | 1 | 0.00018469 | 0.00016998 | 0 | 0.00011748 | 0.00011416 | 0 | 0.067254 | 0.1643 | 0.0001 | 0.10833 | 0.04228 | 0
1868 | 1 | 0.00019006 | 0.00017519 | 0 | 8.8113e-05 | 0.00011416 | 0 | 0.083267 | 0.1578 | 0.0001 | 0.10833 | 0.30296 | 0
1869 | 1 | 0.00016663 | 0.00018111 | 0 | 5.8742e-05 | 0.00011416 | 0 | 0.057646 | 0.1554 | 0.0001 | 0.10833 | 0.34926 | 0
1870 | 1 | 0.00014543 | 0.00018654 | 0 | 3.7595e-05 | 0.00011416 | 0 | 0.045637 | 0.1527 | 0.0001 | 0.10833 | 0.18935 | 0
1871 | 1 | 0.00014692 | 0.00019045 | 0 | 2.3497e-05 | 0.00011416 | 0 | 0.036029 | 0.1447 | 0.0001 | 0.10833 | 0.047668 | 0
1872 | 1 | 0.00014124 | 0.00019312 | 0 | 9.3987e-06 | 0.00011416 | 0 | 0.032826 | 0.1363 | 0.0001 | 0.10833 | 0.0013373 | 0
1873 | 1 | 0.00011538 | 0.00019315 | 0 | 5.8742e-06 | 0.00011416 | 0 | 0.032826 | 0.1318 | 0.0001 | 0.1 | 0.13351 | 0
1874 | 1 | 9.4942e-05 | 0.00019348 | 0 | 2.3497e-06 | 0.00011416 | 0 | 0.034428 | 0.135 | 0.0001 | 0.1 | 0.5282 | 0
1875 | 1 | 7.7869e-05 | 0.00019463 | 0 | 1.1748e-06 | 0.00011416 | 0 | 0.035228 | 0.1356 | 0.0001 | 0.1 | 0.68575 | 0
1876 | 1 | 7.2213e-05 | 0.00019675 | 0 | 1.4098e-05 | 0.00011416 | 0 | 0.028022 | 0.1379 | 0.0001 | 0.1 | 0.41662 | 0
1877 | 1 | 7.7059e-05 | 0.00019921 | 0 | 3.7595e-05 | 0.00011416 | 0 | 0.023219 | 0.1345 | 0.0001 | 0.1 | 0.12033 | 0
1878 | 1 | 9.4438e-05 | 0.00020151 | 0 | 9.3987e-05 | 0.00011416 | 0 | 0.036829 | 0.1213 | 0.0001 | 0.10833 | 0.0021973 | 0
1879 | 1 | 0.00013187 | 0.00019776 | 0 | 0.0001821 | 0.00011416 | 0 | 0.047238 | 0.1015 | 0.0001 | 0.10833 | 0.033674 | 0
1880 | 1 | 0.00015875 | 0.00018933 | 0 | 0.0001586 | 0.00011416 | 0.0073877 | 0.044836 | 0.0759 | 0.0001 | 0.10833 | 0.25398 | 0.0073877
1881 | 1 | 0.00017701 | 0.00017634 | 0 | 0.00014685 | 0.00011416 | 0.0017829 | 0.040833 | 0.0545 | 0.0001 | 0.10833 | 0.29924 | 0.0017829
1882 | 1 | 0.00018639 | 0.00016463 | 0 | 0.00016448 | 0.00011416 | 0.40774 | 0.030424 | 0.0467 | 0.0001 | 0.10833 | 0.16527 | 0.40774
1883 | 1 | 0.0001936 | 0.00014907 | 0 | 0.00018797 | 0.00011416 | 0.14622 | 0.022418 | 0.0527 | 0.0001 | 0.10833 | 0.043128 | 0.14622
1884 | 1 | 0.00019926 | 0.00013298 | 0 | 0.00020677 | 0.00011416 | 0 | 0.0088071 | 0.0614 | 0.0001 | 0.1 | 0.0013373 | 0
1885 | 1 | 0.00018628 | 0.00011813 | 0 | 0.00018797 | 0.00011416 | 0 | 0.0096077 | 0.0579 | 0.0001 | 0.083333 | 0.10537 | 0
1886 | 1 | 0.0001846 | 0.00010645 | 0 | 0.00019032 | 0.00011416 | 0 | 0.011209 | 0.0432 | 0.0001 | 0.083333 | 0.42441 | 0
1887 | 1 | 0.0001807 | 0.00010254 | 0 | 0.00021382 | 0.00011416 | 0.0016937 | 0.013611 | 0.0334 | 0.0001 | 0.1 | 0.54899 | 0.0016937
1888 | 1 | 0.00017567 | 0.00010996 | 0 | 0.00022322 | 0.00011416 | 0.0066857 | 0.016013 | 0.0354 | 0.0001 | 0.10833 | 0.33552 | 0.0066857
1889 | 1 | 0.00016805 | 0.00013048 | 0 | 0.00022322 | 0.00011416 | 0.031044 | 0.02482 | 0.0275 | 0.0001 | 0.10833 | 0.097183 | 0.031044
1890 | 1 | 0.00016177 | 0.00018326 | 0 | 0.00016448 | 0.00011416 | 0.0074546 | 0.032026 | 0.0098 | 0.0001 | 0.10833 | 0.0019813 | 0.0074546
1891 | 1 | 0.00016153 | 0.00021558 | 0 | 0.00011748 | 0.00011416 | 0 | 0.032026 | 0.0045 | 0.0001 | 0.083333 | 0.024135 | 0
1892 | 1 | 0.00016735 | 0.00023074 | 0 | 8.8113e-05 | 0.00011416 | 0 | 0.022418 | 0.0051 | 0.0001 | 0.083333 | 0.1973 | 0
1893 | 1 | 0.00014966 | 0.00023999 | 0 | 5.8742e-05 | 0.00011416 | 0 | 0.021617 | 0.0064 | 0.0001 | 0.083333 | 0.24031 | 0
1894 | 1 | 0.00012772 | 0.00023573 | 0 | 3.7595e-05 | 0.00011416 | 0 | 0.021617 | 0.027 | 0.0001 | 0.10833 | 0.13647 | 0
1895 | 1 | 0.00013299 | 0.00023039 | 0 | 2.3497e-05 | 0.00011416 | 0 | 0.01201 | 0.0702 | 0.0001 | 0.10833 | 0.037535 | 0
1896 | 1 | 0.00012987 | 0.0002299 | 0 | 9.3987e-06 | 0.00011416 | 0 | 0.01201 | 0.1221 | 0.0001 | 0.10833 | 0.0013373 | 0
1897 | 1 | 0.00010964 | 0.00023023 | 0 | 5.8742e-06 | 0.00011416 | 0 | 0.010408 | 0.175 | 0.0001 | 0.10833 | 0.078782 | 0
1898 | 1 | 8.6908e-05 | 0.00022978 | 0 | 2.3497e-06 | 0.00011416 | 0 | 0.016013 | 0.206 | 0.0001 | 0.1 | 0.32501 | 0
1899 | 1 | 6.99e-05 | 0.00022879 | 0 | 1.1748e-06 | 0.00011416 | 0 | 0.040032 | 0.1964 | 0.0001 | 0.091667 | 0.41838 | 0
1900 | 1 | 6.4992e-05 | 0.00022673 | 0 | 1.4098e-05 | 0.00011416 | 0 | 0.08727 | 0.2331 | 0.0001 | 0.1 | 0.25771 | 0
1901 | 1 | 6.0309e-05 | 0.00022296 | 0 | 3.7595e-05 | 0.00011416 | 0 | 0.080865 | 0.3303 | 0.0001 | 0.10833 | 0.074929 | 0
1902 | 1 | 5.9784e-05 | 0.0002191 | 0 | 9.3987e-05 | 0.00011416 | 0 | 0.079263 | 0.3534 | 0.0001 | 0.10833 | 0.0017558 | 0
1903 | 1 | 6.7261e-05 | 0.0002079 | 0 | 0.0001821 | 0.00011416 | 0 | 0.10969 | 0.427 | 0.0001 | 0.075 | 0.015778 | 0
1904 | 1 | 7.449e-05 | 0.00018832 | 0 | 0.0001586 | 0.00011416 | 0 | 0.1225 | 0.5168 | 0.0001 | 0.083333 | 0.14442 | 0
1905 | 1 | 0.00010399 | 0.00016642 | 0 | 0.00014685 | 0.00011416 | 0.014107 | 0.14892 | 0.6086 | 0.0001 | 0.10833 | 0.1839 | 0.014107
1906 | 1 | 0.00012537 | 0.00014985 | 0 | 0.00016448 | 0.00011416 | 0 | 0.18895 | 0.641 | 0.0001 | 0.1 | 0.10831 | 0
1907 | 1 | 0.00013601 | 0.00013916 | 0 | 0.00018797 | 0.00011416 | 0 | 0.23699 | 0.6435 | 0.0001 | 0.066667 | 0.031847 | 0
1908 | 1 | 0.0001403 | 0.00013359 | 0 | 0.00020677 | 0.00011416 | 0.003432 | 0.26741 | 0.6562 | 0.0001 | 0.058333 | 0.0013373 | 0.003432
1909 | 1 | 0.00014069 | 0.00013083 | 0 | 0.00018797 | 0.00011416 | 0.0034097 | 0.3691 | 0.6722 | 0.0001 | 0.075 | 0.057093 | 0.0034097
1910 | 1 | 0.0001351 | 0.00012867 | 0 | 0.00019032 | 0.00011416 | 0 | 0.46197 | 0.6676 | 0.0001 | 0.083333 | 0.24249 | 0
1911 | 1 | 0.00012583 | 0.00012975 | 0 | 0.00021382 | 0.00011416 | 0 | 0.4996 | 0.6658 | 0.0001 | 0.083333 | 0.31032 | 0
1912 | 1 | 0.00012019 | 0.00013753 | 0 | 0.00022322 | 0.00011416 | 0.41342 | 0.45717 | 0.6766 | 0.0001 | 0.083333 | 0.19297 | 0.41342
1913 | 1 | 0.00011636 | 0.00015333 | 0 | 0.00022322 | 0.00011416 | 0.22018 | 0.41793 | 0.6763 | 0.0001 | 0.083333 | 0.056361 | 0.22018
1914 | 1 | 0.00011771 | 0.00017216 | 0 | 0.00016448 | 0.00011416 | 0.01862 | 0.3699 | 0.6929 | 0.0001 | 0.083333 | 0.0015481 | 0.01862
1915 | 1 | 0.00012749 | 0.00018338 | 0 | 0.00011748 | 0.00011416 | 0 | 0.35388 | 0.728 | 0.0001 | 0.083333 | 0.0096143 | 0
1916 | 1 | 0.00014146 | 0.0001901 | 0 | 8.8113e-05 | 0.00011416 | 0 | 0.32426 | 0.7194 | 0.0001 | 0.075 | 0.10194 | 0
1917 | 1 | 0.00012096 | 0.00019751 | 0 | 5.8742e-05 | 0.00011416 | 0 | 0.29143 | 0.6862 | 0.0001 | 0.066667 | 0.13708 | 0
1918 | 1 | 0.00010682 | 0.00020271 | 0 | 3.7595e-05 | 0.00011416 | 0 | 0.30344 | 0.6487 | 0.0001 | 0.083333 | 0.084313 | 0
1919 | 1 | 0.00010838 | 0.00020619 | 0 | 2.3497e-05 | 0.00011416 | 0 | 0.35068 | 0.5837 | 0.0001 | 0.083333 | 0.026764 | 0
1920 | 1 | 0.00010903 | 0.00020921 | 0 | 9.3987e-06 | 0.00011416 | 0 | 0.35308 | 0.5466 | 0.0001 | 0.083333 | 0.0013373 | 0
1921 | 1 | 8.9096e-05 | 0.00021142 | 0 | 5.8742e-06 | 0.00011416 | 0 | 0.32186 | 0.5373 | 0.0001 | 0.083333 | 0.038131 | 0
1922 | 1 | 7.0914e-05 | 0.00021296 | 0 | 2.3497e-06 | 0.00011416 | 0 | 0.29303 | 0.5258 | 0.0001 | 0.091667 | 0.16868 | 0
1923 | 1 | 5.7912e-05 | 0.00021578 | 0 | 1.1748e-06 | 0.00011416 | 0 | 0.26261 | 0.5083 | 0.0001 | 0.091667 | 0.21411 | 0
1924 | 1 | 4.8388e-05 | 0.00021908 | 0 | 1.4098e-05 | 0.00011416 | 0 | 0.2474 | 0.4781 | 0.0001 | 0.091667 | 0.1349 | 0
1925 | 1 | 4.4179e-05 | 0.00022472 | 0 | 3.7595e-05 | 0.00011416 | 0 | 0.22738 | 0.4304 | 0.0001 | 0.075 | 0.039648 | 0
1926 | 1 | 4.5772e-05 | 0.00023332 | 0 | 9.3987e-05 | 0.00011416 | 0 | 0.23779 | 0.383 | 0.0001 | 0.075 | 0.0013373 | 0
1927 | 1 | 4.8996e-05 | 0.00023545 | 0 | 0.0001821 | 0.00011416 | 0 | 0.26902 | 0.3437 | 0.0001 | 0.075 | 0.0049321 | 0
1928 | 1 | 5.1353e-05 | 0.00022386 | 0 | 0.0001586 | 0.00011416 | 0.0035434 | 0.27302 | 0.3011 | 0.0001 | 0.083333 | 0.065567 | 0.0035434
1929 | 1 | 7.3766e-05 | 0.00020277 | 0 | 0.00014685 | 0.00011416 | 0 | 0.28343 | 0.2636 | 0.0001 | 0.091667 | 0.09524 | 0
1930 | 1 | 0.00010074 | 0.00017949 | 0 | 0.00016448 | 0.00011416 | 0 | 0.26581 | 0.2334 | 0.0001 | 0.091667 | 0.062136 | 0
1931 | 1 | 0.00011847 | 0.00015785 | 0 | 0.00018797 | 0.00011416 | 0 | 0.23299 | 0.186 | 0.0001 | 0.091667 | 0.021786 | 0
1932 | 1 | 0.00013067 | 0.00013919 | 0 | 0.00020677 | 0.00011416 | 0 | 0.21857 | 0.1412 | 0.0001 | 0.091667 | 0.0013373 | 0
1933 | 1 | 0.00013543 | 0.00012556 | 0 | 0.00018797 | 0.00011416 | 0 | 0.21537 | 0.1154 | 0.0001 | 0.091667 | 0.023914 | 0
1934 | 1 | 0.00012179 | 0.0001182 | 0 | 0.00019032 | 0.00011416 | 0.0016826 | 0.21217 | 0.0951 | 0.0001 | 0.083333 | 0.11161 | 0.0016826
1935 | 1 | 0.00010613 | 0.00011811 | 0 | 0.00021382 | 0.00011416 | 0.024949 | 0.17934 | 0.0774 | 0.0001 | 0.083333 | 0.14018 | 0.024949
1936 | 1 | 9.6816e-05 | 0.00012624 | 0 | 0.00022322 | 0.00011416 | 0.039267 | 0.15132 | 0.0683 | 0.0001 | 0.083333 | 0.089831 | 0.039267
1937 | 1 | 8.1658e-05 | 0.0001445 | 0 | 0.00022322 | 0.00011416 | 0.08697 | 0.1201 | 0.0621 | 0.0001 | 0.083333 | 0.026617 | 0.08697
1938 | 1 | 8.4941e-05 | 0.00019531 | 0 | 0.00016448 | 0.00011416 | 0.052349 | 0.10248 | 0.0551 | 0.0001 | 0.083333 | 0.0011466 | 0.052349
1939 | 1 | 9.9228e-05 | 0.00022842 | 0 | 0.00011748 | 0.00011416 | 0 | 0.065653 | 0.0432 | 0.0001 | 0.091667 | 0.0020875 | 0
1940 | 1 | 0.00012596 | 0.00024236 | 0 | 8.8113e-05 | 0.00011416 | 0 | 0.073659 | 0.0265 | 0.0001 | 0.091667 | 0.039075 | 0
1941 | 1 | 0.00012122 | 0.00025521 | 0 | 5.8742e-05 | 0.00011416 | 0 | 0.084067 | 0.0123 | 0.0001 | 0.091667 | 0.062917 | 0
1942 | 1 | 0.00010534 | 0.00026603 | 0 | 3.7595e-05 | 0.00011416 | 0 | 0.095276 | 0.0086 | 0.0001 | 0.083333 | 0.044234 | 0
1943 | 1 | 0.0001068 | 0.00027487 | 0 | 2.3497e-05 | 0.00011416 | 0 | 0.10168 | 0.0136 | 0.0001 | 0.083333 | 0.017467 | 0
1944 | 1 | 0.00010422 | 0.00028261 | 0 | 9.3987e-06 | 0.00011416 | 0 | 0.085669 | 0.0251 | 0.0001 | 0.083333 | 0.0013373 | 0
1945 | 1 | 8.3204e-05 | 0.00029014 | 0 | 5.8742e-06 | 0.00011416 | 0 | 0.077662 | 0.0399 | 0.0001 | 0.083333 | 0.014612 | 0
1946 | 1 | 6.5706e-05 | 0.00029728 | 0 | 2.3497e-06 | 0.00011416 | 0 | 0.060048 | 0.0553 | 0.0001 | 0.083333 | 0.072776 | 0
1947 | 1 | 5.7324e-05 | 0.00030346 | 0 | 1.1748e-06 | 0.00011416 | 0 | 0.048839 | 0.0691 | 0.0001 | 0.083333 | 0.090263 | 0
1948 | 1 | 5.0303e-05 | 0.00030686 | 0 | 1.4098e-05 | 0.00011416 | 0 | 0.048839 | 0.0764 | 0.0001 | 0.091667 | 0.059026 | 0
1949 | 1 | 5.3222e-05 | 0.00030746 | 0 | 3.7595e-05 | 0.00011416 | 0 | 0.044035 | 0.0825 | 0.0001 | 0.091667 | 0.017657 | 0
1950 | 1 | 7.214e-05 | 0.00030473 | 0 | 9.3987e-05 | 0.00011416 | 0 | 0.04964 | 0.0898 | 0.0001 | 0.091667 | 0.00099127 | 0
1951 | 1 | 0.00011928 | 0.00027107 | 0 | 0.0001821 | 0.00011416 | 0.021751 | 0.04964 | 0.0909 | 0.0001 | 0.091667 | 0.00071998 | 0.021751
1952 | 1 | 0.00014457 | 0.00023746 | 0 | 0.0001586 | 0.00011416 | 0.19484 | 0.052042 | 0.0864 | 0.0001 | 0.1 | 0.022384 | 0.19484
1953 | 1 | 0.0001615 | 0.00018922 | 0 | 0.00014685 | 0.00011416 | 0.43393 | 0.043235 | 0.0817 | 0.0001 | 0.10833 | 0.04095 | 0.43393
1954 | 1 | 0.00017733 | 0.00014437 | 0 | 0.00016448 | 0.00011416 | 0.64844 | 0.016813 | 0.0754 | 0.0001 | 0.10833 | 0.0314 | 0.64844
1955 | 1 | 0.00017964 | 0.00012111 | 0 | 0.00018797 | 0.00011416 | 0.80653 | 0.0032026 | 0.0686 | 0.0001 | 0.10833 | 0.014105 | 0.80653
1956 | 1 | 0.00018556 | 0.00010553 | 0 | 0.00020677 | 0.00011416 | 0.89342 | 0.0016013 | 0.0658 | 0.0001 | 0.1 | 0.0013373 | 0.89342
1957 | 1 | 0.00017359 | 9.5249e-05 | 0 | 0.00018797 | 0.00011416 | 0.099205 | 0.0024019 | 0.0677 | 0.0001 | 0.083333 | 0.0093331 | 0.099205
1958 | 1 | 0.00017257 | 9.0764e-05 | 0 | 0.00019032 | 0.00011416 | 0.2452 | 0.0032026 | 0.0696 | 0.0001 | 0.091667 | 0.04974 | 0.2452
1959 | 1 | 0.00016703 | 9.2841e-05 | 0 | 0.00021382 | 0.00011416 | 0.34799 | 0.0032026 | 0.0664 | 0.0001 | 0.10833 | 0.0609 | 0.34799
1960 | 1 | 0.00016269 | 0.00010165 | 0 | 0.00022322 | 0.00011416 | 0.25578 | 0.0072058 | 0.0578 | 0.0001 | 0.10833 | 0.040656 | 0.25578
1961 | 1 | 0.00015584 | 0.0001201 | 0 | 0.00022322 | 0.00011416 | 0.14163 | 0.014412 | 0.0511 | 0.0001 | 0.10833 | 0.012279 | 0.14163
1962 | 1 | 0.00015568 | 0.00016877 | 0 | 0.00016448 | 0.00011416 | 0.050421 | 0.020016 | 0.0543 | 0.0001 | 0.1 | 0.00088065 | 0.050421
1963 | 1 | 0.00015969 | 0.00020099 | 0 | 0.00011748 | 0.00011416 | 0 | 0.029624 | 0.0692 | 0.0001 | 0.1 | 0.0002153 | 0
1964 | 1 | 0.00017569 | 0.00021755 | 0 | 8.8113e-05 | 0.00011416 | 0 | 0.038431 | 0.0946 | 0.0001 | 0.1 | 0.013328 | 0
1965 | 1 | 0.00016014 | 0.00023149 | 0 | 5.8742e-05 | 0.00011416 | 0 | 0.032826 | 0.1216 | 0.0001 | 0.091667 | 0.027934 | 0
1966 | 1 | 0.00013562 | 0.00024144 | 0 | 3.7595e-05 | 0.00011416 | 0 | 0.040032 | 0.1435 | 0.0001 | 0.091667 | 0.023343 | 0
1967 | 1 | 0.00013766 | 0.00024823 | 0 | 2.3497e-05 | 0.00011416 | 0 | 0.038431 | 0.1442 | 0.0001 | 0.091667 | 0.01181 | 0
1968 | 1 | 0.00013273 | 0.00025292 | 0 | 9.3987e-06 | 0.00011416 | 0 | 0.040032 | 0.13 | 0.0001 | 0.091667 | 0.0013373 | 0
1969 | 1 | 0.00010997 | 0.00025851 | 0 | 5.8742e-06 | 0.00011416 | 0 | 0.041633 | 0.1113 | 0.0001 | 0.075 | 0.0064666 | 0
1970 | 1 | 8.9287e-05 | 0.00026627 | 0 | 2.3497e-06 | 0.00011416 | 0 | 0.028823 | 0.0937 | 0.0001 | 0.058333 | 0.036671 | 0
1971 | 1 | 7.6166e-05 | 0.00027592 | 0 | 1.1748e-06 | 0.00011416 | 0 | 0.025621 | 0.0872 | 0.0001 | 0.058333 | 0.044379 | 0
1972 | 1 | 6.912e-05 | 0.00027938 | 0 | 1.4098e-05 | 0.00011416 | 0 | 0.027222 | 0.0951 | 0.0001 | 0.066667 | 0.030183 | 0
1973 | 1 | 7.3714e-05 | 0.00027247 | 0 | 3.7595e-05 | 0.00011416 | 0 | 0.032826 | 0.1049 | 0.0001 | 0.066667 | 0.0091946 | 0
1974 | 1 | 9.4793e-05 | 0.00026695 | 0 | 9.3987e-05 | 0.00011416 | 0 | 0.038431 | 0.1044 | 0.0001 | 0.075 | 0.00080689 | 0
1975 | 1 | 0.00013159 | 0.00025685 | 0 | 0.0001821 | 0.00011416 | 0.020536 | 0.03763 | 0.0913 | 0.0001 | 0.091667 | 5.8079e-05 | 0.020536
1976 | 1 | 0.00015272 | 0.00023826 | 0 | 0.0001586 | 0.00011416 | 0.14005 | 0.046437 | 0.0731 | 0.0001 | 0.091667 | 0.0086334 | 0.14005
1977 | 1 | 0.0001664 | 0.00020694 | 0 | 0.00014685 | 0.00011416 | 0.066389 | 0.032826 | 0.0592 | 0.0001 | 0.1 | 0.020559 | 0.066389
1978 | 1 | 0.00017207 | 0.00017676 | 0 | 0.00016448 | 0.00011416 | 0.055971 | 0.014412 | 0.0478 | 0.0001 | 0.091667 | 0.018522 | 0.055971
1979 | 1 | 0.00017398 | 0.00014952 | 0 | 0.00018797 | 0.00011416 | 0.70094 | 0.023219 | 0.0396 | 0.0001 | 0.1 | 0.010334 | 0.70094
1980 | 1 | 0.0001807 | 0.0001245 | 0 | 0.00020677 | 0.00011416 | 0.7613 | 0.028022 | 0.0358 | 0.0001 | 0.083333 | 0.0013373 | 0.7613
1981 | 1 | 0.00017262 | 0.00010965 | 0 | 0.00018797 | 0.00011416 | 0.30228 | 0.035228 | 0.0355 | 0.0001 | 0.058333 | 0.0059748 | 0.30228
1982 | 1 | 0.00017015 | 0.00010609 | 0 | 0.00019032 | 0.00011416 | 0.41567 | 0.02482 | 0.0385 | 0.0001 | 0.05 | 0.034368 | 0.41567
1983 | 1 | 0.00016883 | 0.00011172 | 0 | 0.00021382 | 0.00011416 | 0.003276 | 0.013611 | 0.0426 | 0.0001 | 0.05 | 0.041482 | 0.003276
1984 | 1 | 0.00016821 | 0.00012335 | 0 | 0.00022322 | 0.00011416 | 0 | 0.0096077 | 0.0547 | 0.0001 | 0.066667 | 0.028332 | 0
1985 | 1 | 0.00016432 | 0.00014071 | 0 | 0.00022322 | 0.00011416 | 0 | 0.0080064 | 0.0784 | 0.0001 | 0.075 | 0.0086474 | 0
1986 | 1 | 0.00017159 | 0.00016888 | 0 | 0.00016448 | 0.00011416 | 0.0076774 | 0.010408 | 0.0945 | 0.0001 | 0.1 | 0.00079265 | 0.0076774
1987 | 1 | 0.00017746 | 0.00018596 | 0 | 0.00011748 | 0.00011416 | 0 | 0.023219 | 0.1079 | 0.0001 | 0.10833 | 4.1009e-05 | 0
1988 | 1 | 0.00018333 | 0.00019346 | 0 | 8.8113e-05 | 0.00011416 | 0 | 0.036829 | 0.1203 | 0.0001 | 0.10833 | 0.0078515 | 0
1989 | 1 | 0.00016531 | 0.00019833 | 0 | 5.8742e-05 | 0.00011416 | 0 | 0.05044 | 0.1261 | 0.0001 | 0.1 | 0.019261 | 0
1990 | 1 | 0.00014191 | 0.00020175 | 0 | 3.7595e-05 | 0.00011416 | 0 | 0.076061 | 0.1295 | 0.0001 | 0.041667 | 0.017646 | 0
1991 | 1 | 0.00014461 | 0.00020512 | 0 | 2.3497e-05 | 0.00011416 | 0 | 0.078463 | 0.1363 | 0.0001 | 0.091667 | 0.010054 | 0
1992 | 1 | 0.00013793 | 0.00020833 | 0 | 9.3987e-06 | 0.00011416 | 0 | 0.081665 | 0.1513 | 0.0001 | 0.10833 | 0.0013373 | 0
1993 | 1 | 0.00011066 | 0.00021018 | 0 | 5.8742e-06 | 0.00011416 | 0 | 0.045637 | 0.1818 | 0.0001 | 0.10833 | 0.0081022 | 0
1994 | 1 | 9.1956e-05 | 0.00021315 | 0 | 2.3497e-06 | 0.00011416 | 0 | 0.039231 | 0.2232 | 0.0001 | 0.10833 | 0.044193 | 0
1995 | 1 | 7.8226e-05 | 0.00021938 | 0 | 1.1748e-06 | 0.00011416 | 0 | 0.039231 | 0.2548 | 0.0001 | 0.1 | 0.053873 | 0
1996 | 1 | 7.2073e-05 | 0.00022479 | 0 | 1.4098e-05 | 0.00011416 | 0 | 0.032826 | 0.2531 | 0.0001 | 0.091667 | 0.036217 | 0
1997 | 1 | 7.4452e-05 | 0.00022722 | 0 | 3.7595e-05 | 0.00011416 | 0 | 0.032026 | 0.2283 | 0.0001 | 0.091667 | 0.010974 | 0
1998 | 1 | 9.2614e-05 | 0.00022626 | 0 | 9.3987e-05 | 0.00011416 | 0 | 0.036029 | 0.2219 | 0.0001 | 0.091667 | 0.00085063 | 0
1999 | 1 | 0.00013398 | 0.00021934 | 0 | 0.0001821 | 0.00011416 | 0.0064963 | 0.040833 | 0.2282 | 0.0001 | 0.10833 | 0.00013621 | 0.0064963
2000 | 1 | 0.00016099 | 0.00021184 | 0 | 0.0001586 | 0.00011416 | 0.053686 | 0.048038 | 0.224 | 0.0001 | 0.10833 | 0.011287 | 0.053686
2001 | 1 | 0.00017488 | 0.00020275 | 0 | 0.00014685 | 0.00011416 | 0 | 0.056045 | 0.2172 | 0.0001 | 0.10833 | 0.024803 | 0
2002 | 1 | 0.00018692 | 0.00019168 | 0 | 0.00016448 | 0.00011416 | 0 | 0.055244 | 0.2329 | 0.0001 | 0.11667 | 0.021325 | 0
2003 | 1 | 0.00019209 | 0.00018142 | 0 | 0.00018797 | 0.00011416 | 0 | 0.060048 | 0.2517 | 0.0001 | 0.11667 | 0.011204 | 0
2004 | 1 | 0.00019769 | 0.00017551 | 0 | 0.00020677 | 0.00011416 | 0 | 0.060048 | 0.2693 | 0.0001 | 0.11667 | 0.0013373 | 0
2005 | 1 | 0.00019351 | 0.00017053 | 0 | 0.00018797 | 0.00011416 | 0 | 0.08807 | 0.2718 | 0.0001 | 0.10833 | 0.011404 | 0
2006 | 1 | 0.00019561 | 0.00016591 | 0 | 0.00019032 | 0.00011416 | 0 | 0.088871 | 0.2656 | 0.0001 | 0.1 | 0.058901 | 0
2007 | 1 | 0.00019046 | 0.00016493 | 0 | 0.00021382 | 0.00011416 | 0.0016269 | 0.092874 | 0.2481 | 0.0001 | 0.1 | 0.072546 | 0.0016269
2008 | 1 | 0.00018561 | 0.00016772 | 0 | 0.00022322 | 0.00011416 | 0 | 0.094476 | 0.2117 | 0.0001 | 0.1 | 0.047973 | 0
2009 | 1 | 0.00017727 | 0.00017547 | 0 | 0.00022322 | 0.00011416 | 0.009048 | 0.10568 | 0.1682 | 0.0001 | 0.11667 | 0.014425 | 0.009048
2010 | 1 | 0.00017368 | 0.00019884 | 0 | 0.00016448 | 0.00011416 | 0 | 0.099279 | 0.1383 | 0.0001 | 0.11667 | 0.00092699 | 0
2011 | 1 | 0.00017227 | 0.0002229 | 0 | 0.00011748 | 0.00011416 | 0 | 0.10168 | 0.1205 | 0.0001 | 0.10833 | 0.00038361 | 0
2012 | 1 | 0.00017816 | 0.00023299 | 0 | 8.8113e-05 | 0.00011416 | 0 | 0.098479 | 0.1015 | 0.0001 | 0.125 | 0.01683 | 0
2013 | 1 | 0.00016549 | 0.00024243 | 0 | 5.8742e-05 | 0.00011416 | 0 | 0.099279 | 0.0766 | 0.0001 | 0.11667 | 0.033108 | 0
2014 | 1 | 0.00014166 | 0.00024601 | 0 | 3.7595e-05 | 0.00011416 | 0 | 0.084067 | 0.044 | 0.0001 | 0.11667 | 0.026602 | 0
2015 | 1 | 0.00014373 | 0.00024905 | 0 | 2.3497e-05 | 0.00011416 | 0 | 0.10008 | 0.0179 | 0.0001 | 0.1 | 0.01276 | 0
2016 | 1 | 0.00013776 | 0.00025531 | 0 | 9.3987e-06 | 0.00011416 | 0 | 0.095276 | 0.015 | 0.0001 | 0.091667 | 0.0013373 | 0
2017 | 1 | 0.00011139 | 0.00026095 | 0 | 5.8742e-06 | 0.00011416 | 0 | 0.090472 | 0.0387 | 0.0001 | 0.11667 | 0.016421 | 0
2018 | 1 | 9.2435e-05 | 0.00026409 | 0 | 2.3497e-06 | 0.00011416 | 0 | 0.059247 | 0.0876 | 0.0001 | 0.10833 | 0.080465 | 0
2019 | 1 | 7.8487e-05 | 0.00026186 | 0 | 1.1748e-06 | 0.00011416 | 0 | 0.053643 | 0.1651 | 0.0001 | 0.1 | 0.10011 | 0
2020 | 1 | 7.3553e-05 | 0.00025945 | 0 | 1.4098e-05 | 0.00011416 | 0 | 0.04964 | 0.2368 | 0.0001 | 0.091667 | 0.065138 | 0
2021 | 1 | 7.6537e-05 | 0.00026154 | 0 | 3.7595e-05 | 0.00011416 | 0 | 0.059247 | 0.3001 | 0.0001 | 0.10833 | 0.019439 | 0
2022 | 1 | 9.1654e-05 | 0.00026418 | 0 | 9.3987e-05 | 0.00011416 | 0 | 0.07446 | 0.3477 | 0.0001 | 0.11667 | 0.0010245 | 0
2023 | 1 | 0.00012715 | 0.00025812 | 0 | 0.0001821 | 0.00011416 | 0.027902 | 0.11769 | 0.4066 | 0.0001 | 0.10833 | 0.00094438 | 0.027902
2024 | 1 | 0.00014943 | 0.00024608 | 0 | 0.0001586 | 0.00011416 | 0 | 0.17534 | 0.4965 | 0.0001 | 0.10833 | 0.02557 | 0
2025 | 1 | 0.00015985 | 0.00022606 | 0 | 0.00014685 | 0.00011416 | 0.079928 | 0.21457 | 0.5857 | 0.0001 | 0.075 | 0.045297 | 0.079928
2026 | 1 | 0.0001702 | 0.00020261 | 0 | 0.00016448 | 0.00011416 | 0.0033317 | 0.249 | 0.6756 | 0.0001 | 0.075 | 0.034002 | 0.0033317
2027 | 1 | 0.00017489 | 0.0001809 | 0 | 0.00018797 | 0.00011416 | 0.0066634 | 0.36509 | 0.7345 | 0.0001 | 0.1 | 0.014811 | 0.0066634
2028 | 1 | 0.00018299 | 0.00016566 | 0 | 0.00020677 | 0.00011416 | 0.0033206 | 0.50921 | 0.7536 | 0.0001 | 0.10833 | 0.0013373 | 0.0033206
2029 | 1 | 0.00017991 | 0.00016018 | 0 | 0.00018797 | 0.00011416 | 0 | 0.58046 | 0.7313 | 0.0001 | 0.10833 | 0.023914 | 0
2030 | 1 | 0.00018244 | 0.00016388 | 0 | 0.00019032 | 0.00011416 | 0 | 0.65092 | 0.6447 | 0.0001 | 0.1 | 0.11161 | 0
2031 | 1 | 0.00018043 | 0.00016999 | 0 | 0.00021382 | 0.00011416 | 0 | 0.68215 | 0.473 | 0.0001 | 0.091667 | 0.14018 | 0
2032 | 1 | 0.00017983 | 0.00017481 | 0 | 0.00022322 | 0.00011416 | 0 | 0.65973 | 0.3802 | 0.0001 | 0.11667 | 0.089831 | 0
2033 | 1 | 0.00017739 | 0.00017769 | 0 | 0.00022322 | 0.00011416 | 0 | 0.64211 | 0.4489 | 0.0001 | 0.14167 | 0.026617 | 0
2034 | 1 | 0.00018377 | 0.00018172 | 0 | 0.00016448 | 0.00011416 | 0.0059837 | 0.60448 | 0.5951 | 0.0001 | 0.11667 | 0.0011466 | 0.0059837
2035 | 1 | 0.00018351 | 0.00018617 | 0 | 0.00011748 | 0.00011416 | 0 | 0.45076 | 0.6903 | 0.0001 | 0.10833 | 0.0020875 | 0
2036 | 1 | 0.00018094 | 0.00018755 | 0 | 8.8113e-05 | 0.00011416 | 0 | 0.31785 | 0.7204 | 0.0001 | 0.091667 | 0.039075 | 0
2037 | 1 | 0.00016218 | 0.00019195 | 0 | 5.8742e-05 | 0.00011416 | 0 | 0.26902 | 0.7315 | 0.0001 | 0.066667 | 0.062917 | 0
2038 | 1 | 0.0001406 | 0.00019584 | 0 | 3.7595e-05 | 0.00011416 | 0 | 0.28743 | 0.7301 | 0.0001 | 0.058333 | 0.044234 | 0
2039 | 1 | 0.00014356 | 0.00020442 | 0 | 2.3497e-05 | 0.00011416 | 0 | 0.32826 | 0.7387 | 0.0001 | 0.091667 | 0.017467 | 0
2040 | 1 | 0.00013773 | 0.00021126 | 0 | 9.3987e-06 | 0.00011416 | 0 | 0.36029 | 0.739 | 0.0001 | 0.10833 | 0.0013373 | 0
2041 | 1 | 0.00011523 | 0.00021744 | 0 | 5.8742e-06 | 0.00011416 | 0 | 0.42114 | 0.742 | 0.0001 | 0.10833 | 0.031913 | 0
2042 | 1 | 9.3728e-05 | 0.00022577 | 0 | 2.3497e-06 | 0.00011416 | 0 | 0.41153 | 0.7303 | 0.0001 | 0.10833 | 0.14396 | 0
2043 | 1 | 8.1352e-05 | 0.00023058 | 0 | 1.1748e-06 | 0.00011416 | 0 | 0.44436 | 0.7117 | 0.0001 | 0.10833 | 0.18203 | 0
2044 | 1 | 7.5919e-05 | 0.00023554 | 0 | 1.4098e-05 | 0.00011416 | 0 | 0.42514 | 0.6717 | 0.0001 | 0.10833 | 0.1154 | 0
2045 | 1 | 7.9288e-05 | 0.00024242 | 0 | 3.7595e-05 | 0.00011416 | 0 | 0.41954 | 0.6388 | 0.0001 | 0.10833 | 0.03402 | 0
2046 | 1 | 9.3673e-05 | 0.0002447 | 0 | 9.3987e-05 | 0.00011416 | 0 | 0.3699 | 0.605 | 0.0001 | 0.10833 | 0.0012587 | 0
2047 | 1 | 0.00012853 | 0.00022793 | 0 | 0.0001821 | 0.00011416 | 0.044549 | 0.35068 | 0.548 | 0.0001 | 0.11667 | 0.0035994 | 0.044549
2048 | 1 | 0.00015189 | 0.00019929 | 0 | 0.0001586 | 0.00011416 | 0.26921 | 0.30424 | 0.4576 | 0.0001 | 0.1 | 0.053873 | 0.26921
2049 | 1 | 0.00016585 | 0.0001668 | 0 | 0.00014685 | 0.00011416 | 0.48432 | 0.27142 | 0.3993 | 0.0001 | 0.10833 | 0.081237 | 0.48432
2050 | 1 | 0.00017621 | 0.00014193 | 0 | 0.00016448 | 0.00011416 | 0.49451 | 0.26741 | 0.3458 | 0.0001 | 0.10833 | 0.054488 | 0.49451
2051 | 1 | 0.00017989 | 0.00012589 | 0 | 0.00018797 | 0.00011416 | 0.13058 | 0.2538 | 0.2999 | 0.0001 | 0.10833 | 0.019982 | 0.13058
2052 | 1 | 0.00018427 | 0.00011546 | 0 | 0.00020677 | 0.00011416 | 0.1186 | 0.2506 | 0.2324 | 0.0001 | 0.10833 | 0.0013373 | 0.1186
2053 | 1 | 0.00017786 | 0.00010764 | 0 | 0.00018797 | 0.00011416 | 0.091683 | 0.23539 | 0.2276 | 0.0001 | 0.10833 | 0.041522 | 0.091683
2054 | 1 | 0.00017286 | 0.00010406 | 0 | 0.00019032 | 0.00011416 | 0.35348 | 0.21938 | 0.2136 | 0.0001 | 0.10833 | 0.18203 | 0.35348
2055 | 1 | 0.00016399 | 0.00010659 | 0 | 0.00021382 | 0.00011416 | 0.13093 | 0.23459 | 0.1736 | 0.0001 | 0.1 | 0.23148 | 0.13093
2056 | 1 | 0.00015755 | 0.00011581 | 0 | 0.00022322 | 0.00011416 | 0.16627 | 0.22338 | 0.0942 | 0.0001 | 0.1 | 0.14542 | 0.16627
2057 | 1 | 0.00014832 | 0.00013347 | 0 | 0.00022322 | 0.00011416 | 0.11713 | 0.18975 | 0.0457 | 0.0001 | 0.083333 | 0.042682 | 0.11713
2058 | 1 | 0.0001449 | 0.00018022 | 0 | 0.00016448 | 0.00011416 | 0.041685 | 0.14251 | 0.0417 | 0.0001 | 0.091667 | 0.0013779 | 0.041685
2059 | 1 | 0.00014048 | 0.00021549 | 0 | 0.00011748 | 0.00011416 | 0 | 0.096077 | 0.0818 | 0.0001 | 0.091667 | 0.0057069 | 0
2060 | 1 | 0.0001528 | 0.00021805 | 0 | 8.8113e-05 | 0.00011416 | 0 | 0.068855 | 0.131 | 0.0001 | 0.091667 | 0.072001 | 0
2061 | 1 | 0.00015134 | 0.00021756 | 0 | 5.8742e-05 | 0.00011416 | 0 | 0.055244 | 0.18 | 0.0001 | 0.083333 | 0.10281 | 0
2062 | 1 | 0.00013243 | 0.00022653 | 0 | 3.7595e-05 | 0.00011416 | 0 | 0.048839 | 0.2052 | 0.0001 | 0.083333 | 0.066214 | 0
2063 | 1 | 0.00013671 | 0.00023912 | 0 | 2.3497e-05 | 0.00011416 | 0 | 0.039231 | 0.1947 | 0.0001 | 0.083333 | 0.022727 | 0
2064 | 1 | 0.00013266 | 0.00025212 | 0 | 9.3987e-06 | 0.00011416 | 0 | 0.035228 | 0.1782 | 0.0001 | 0.083333 | 0.0013373 | 0
2065 | 1 | 0.00011025 | 0.00026191 | 0 | 5.8742e-06 | 0.00011416 | 0 | 0.056845 | 0.1746 | 0.0001 | 0.083333 | 0.050866 | 0
2066 | 1 | 8.8046e-05 | 0.0002618 | 0 | 2.3497e-06 | 0.00011416 | 0 | 0.085669 | 0.1745 | 0.0001 | 0.091667 | 0.21846 | 0
2067 | 1 | 7.0454e-05 | 0.00025947 | 0 | 1.1748e-06 | 0.00011416 | 0 | 0.14011 | 0.1655 | 0.0001 | 0.1 | 0.27895 | 0
2068 | 1 | 6.2131e-05 | 0.00025357 | 0 | 1.4098e-05 | 0.00011416 | 0 | 0.23058 | 0.1687 | 0.0001 | 0.10833 | 0.17408 | 0
2069 | 1 | 6.1984e-05 | 0.00024739 | 0 | 3.7595e-05 | 0.00011416 | 0 | 0.29784 | 0.2009 | 0.0001 | 0.10833 | 0.050934 | 0
2070 | 1 | 6.4099e-05 | 0.00023564 | 0 | 9.3987e-05 | 0.00011416 | 0 | 0.31465 | 0.2631 | 0.0001 | 0.10833 | 0.0014827 | 0
2071 | 1 | 7.064e-05 | 0.0002138 | 0 | 0.0001821 | 0.00011416 | 0.024258 | 0.3715 | 0.3511 | 0.0001 | 0.10833 | 0.0079894 | 0.024258
2072 | 1 | 8.1451e-05 | 0.0001928 | 0 | 0.0001586 | 0.00011416 | 0.0031869 | 0.32586 | 0.4114 | 0.0001 | 0.10833 | 0.089897 | 0.0031869
2073 | 1 | 0.00010495 | 0.00017453 | 0 | 0.00014685 | 0.00011416 | 0.0016269 | 0.30745 | 0.4372 | 0.0001 | 0.10833 | 0.12346 | 0.0016269
2074 | 1 | 0.00012968 | 0.00016242 | 0 | 0.00016448 | 0.00011416 | 0 | 0.40592 | 0.4721 | 0.0001 | 0.10833 | 0.077184 | 0
2075 | 1 | 0.00014355 | 0.00015224 | 0 | 0.00018797 | 0.00011416 | 0 | 0.51321 | 0.5284 | 0.0001 | 0.10833 | 0.025199 | 0
2076 | 1 | 0.00014966 | 0.00014331 | 0 | 0.00020677 | 0.00011416 | 0 | 0.52362 | 0.6459 | 0.0001 | 0.10833 | 0.0013373 | 0
2077 | 1 | 0.0001512 | 0.00013031 | 0 | 0.00018797 | 0.00011416 | 0 | 0.52602 | 0.718 | 0.0001 | 0.091667 | 0.059277 | 0
2078 | 1 | 0.0001461 | 0.00010816 | 0 | 0.00019032 | 0.00011416 | 0 | 0.48919 | 0.7831 | 0.0001 | 0.083333 | 0.25088 | 0
2079 | 1 | 0.00014176 | 8.408e-05 | 0 | 0.00021382 | 0.00011416 | 0 | 0.5036 | 0.841 | 0.0001 | 0.083333 | 0.32128 | 0
2080 | 1 | 0.00013568 | 7.2091e-05 | 0 | 0.00022322 | 0.00011416 | 0 | 0.5044 | 0.8957 | 0.0001 | 0.083333 | 0.19955 | 0
2081 | 1 | 0.00012859 | 7.3697e-05 | 0 | 0.00022322 | 0.00011416 | 0.054834 | 0.51641 | 0.9039 | 0.0001 | 0.083333 | 0.058253 | 0.054834
2082 | 1 | 0.0001325 | 8.5092e-05 | 0 | 0.00016448 | 0.00011416 | 0.059481 | 0.57406 | 0.8952 | 0.0001 | 0.083333 | 0.0015704 | 0.059481
2083 | 1 | 0.00014079 | 9.319e-05 | 0 | 0.00011748 | 0.00011416 | 0 | 0.60769 | 0.8664 | 0.0001 | 0.083333 | 0.010201 | 0
2084 | 1 | 0.00014762 | 9.5668e-05 | 0 | 8.8113e-05 | 0.00011416 | 0 | 0.56365 | 0.8518 | 0.0001 | 0.083333 | 0.10618 | 0
2085 | 1 | 0.00013435 | 9.6645e-05 | 0 | 5.8742e-05 | 0.00011416 | 0 | 0.59167 | 0.8573 | 0.0001 | 0.083333 | 0.14184 | 0
2086 | 1 | 0.00011714 | 9.8076e-05 | 0 | 3.7595e-05 | 0.00011416 | 0 | 0.68935 | 0.8176 | 0.0001 | 0.1 | 0.086783 | 0
2087 | 1 | 0.00011997 | 0.00010239 | 0 | 2.3497e-05 | 0.00011416 | 0 | 0.76621 | 0.8376 | 0.0001 | 0.1 | 0.0273 | 0
2088 | 1 | 0.00011778 | 0.00010818 | 0 | 9.3987e-06 | 0.00011416 | 0 | 0.78863 | 0.85 | 0.0001 | 0.10833 | 0.0013373 | 0
2089 | 1 | 9.2387e-05 | 0.00011359 | 0 | 5.8742e-06 | 0.00011416 | 0 | 0.75741 | 0.8242 | 0.0001 | 0.10833 | 0.068568 | 0
2090 | 1 | 7.1675e-05 | 0.00011928 | 0 | 2.3497e-06 | 0.00011416 | 0 | 0.73098 | 0.8202 | 0.0001 | 0.10833 | 0.28635 | 0
2091 | 1 | 5.51e-05 | 0.00012525 | 0 | 1.1748e-06 | 0.00011416 | 0 | 0.74219 | 0.7813 | 0.0001 | 0.10833 | 0.36769 | 0
2092 | 1 | 4.8475e-05 | 0.00013266 | 0 | 1.4098e-05 | 0.00011416 | 0 | 0.74219 | 0.8015 | 0.0001 | 0.10833 | 0.22739 | 0
2093 | 1 | 4.8014e-05 | 0.00013851 | 0 | 3.7595e-05 | 0.00011416 | 0 | 0.76861 | 0.8161 | 0.0001 | 0.10833 | 0.066242 | 0
2094 | 1 | 5.5276e-05 | 0.00014036 | 0 | 9.3987e-05 | 0.00011416 | 0 | 0.75661 | 0.8454 | 0.0001 | 0.1 | 0.0016614 | 0
2095 | 1 | 5.1301e-05 | 0.00013823 | 0 | 0.0001821 | 0.00011416 | 0 | 0.71497 | 0.8266 | 0.0001 | 0.1 | 0.012788 | 0
2096 | 1 | 6.2829e-05 | 0.00013408 | 0 | 0.0001586 | 0.00011416 | 0 | 0.69015 | 0.8155 | 0.0001 | 0.1 | 0.12432 | 0
2097 | 1 | 8.6689e-05 | 0.00012518 | 0 | 0.00014685 | 0.00011416 | 0 | 0.69816 | 0.8127 | 0.0001 | 0.10833 | 0.16196 | 0
2098 | 1 | 0.00011561 | 0.00011703 | 0 | 0.00016448 | 0.00011416 | 0 | 0.72778 | 0.7459 | 0.0001 | 0.10833 | 0.097148 | 0
2099 | 1 | 0.00013047 | 0.00011167 | 0 | 0.00018797 | 0.00011416 | 0 | 0.7438 | 0.819 | 0.0001 | 0.10833 | 0.029515 | 0
2100 | 1 | 0.00013616 | 0.00010282 | 0 | 0.00020677 | 0.00011416 | 0 | 0.76061 | 0.9432 | 0.0001 | 0.10833 | 0.0013373 | 0
2101 | 1 | 0.00012689 | 9.1497e-05 | 0 | 0.00018797 | 0.00011416 | 0 | 0.79183 | 0.9724 | 0.0001 | 0.10833 | 0.07614 | 0
2102 | 1 | 0.00013183 | 8.3557e-05 | 0 | 0.00019032 | 0.00011416 | 0 | 0.79824 | 0.98 | 0.0001 | 0.10833 | 0.31504 | 0
2103 | 1 | 0.00011956 | 8.408e-05 | 0 | 0.00021382 | 0.00011416 | 0 | 0.79824 | 0.9795 | 0.0001 | 0.10833 | 0.40529 | 0
2104 | 1 | 0.00010845 | 9.1584e-05 | 0 | 0.00022322 | 0.00011416 | 0 | 0.78463 | 0.977 | 0.0001 | 0.1 | 0.24989 | 0
2105 | 1 | 0.00011034 | 9.7116e-05 | 0 | 0.00022322 | 0.00011416 | 0 | 0.76942 | 0.959 | 0.0001 | 0.1 | 0.07269 | 0
2106 | 1 | 0.00011259 | 0.0001011 | 0 | 0.00016448 | 0.00011416 | 0.0032649 | 0.75661 | 0.9019 | 0.0001 | 0.10833 | 0.0017319 | 0.0032649
2107 | 1 | 0.00012577 | 0.00010548 | 0 | 0.00011748 | 0.00011416 | 0 | 0.7558 | 0.8278 | 0.0001 | 0.13333 | 0.014991 | 0
2108 | 1 | 0.00013306 | 0.00011087 | 0 | 8.8113e-05 | 0.00011416 | 0 | 0.73819 | 0.771 | 0.0001 | 0.14167 | 0.1392 | 0
2109 | 1 | 0.0001264 | 0.00011991 | 0 | 5.8742e-05 | 0.00011416 | 0 | 0.71978 | 0.797 | 0.0001 | 0.175 | 0.17824 | 0
2110 | 1 | 0.00011378 | 0.00013045 | 0 | 3.7595e-05 | 0.00011416 | 0 | 0.70056 | 0.8333 | 0.0001 | 0.18333 | 0.10544 | 0
2111 | 1 | 0.00011013 | 0.00014197 | 0 | 2.3497e-05 | 0.00011416 | 0 | 0.68135 | 0.8382 | 0.0001 | 0.18333 | 0.031253 | 0
2112 | 1 | 9.0165e-05 | 0.00015498 | 0 | 9.3987e-06 | 0.00011416 | 0 | 1.2946 | 0.8204 | 0.0001 | 0.18333 | 0.0013373 | 0
2113 | 1 | 7.0409e-05 | 0.00016758 | 0 | 5.8742e-06 | 0.00011416 | 0 | 0.71097 | 0.8033 | 0.0001 | 0.18333 | 0.081485 | 0
2114 | 1 | 6.1195e-05 | 0.00017802 | 0 | 2.3497e-06 | 0.00011416 | 0 | 0.69736 | 0.7764 | 0.0001 | 0.18333 | 0.3352 | 0
2115 | 1 | 5.4831e-05 | 0.00018648 | 0 | 1.1748e-06 | 0.00011416 | 0 | 0.60128 | 0.7447 | 0.0001 | 0.18333 | 0.43173 | 0
2116 | 1 | 5.8926e-05 | 0.00018983 | 0 | 1.4098e-05 | 0.00011416 | 0 | 0.54283 | 0.7701 | 0.0001 | 0.18333 | 0.26569 | 0
2117 | 1 | 8.0921e-05 | 0.00019174 | 0 | 3.7595e-05 | 0.00011416 | 0 | 0.58046 | 0.8308 | 0.0001 | 0.175 | 0.077214 | 0
2118 | 1 | 0.00012088 | 0.00019428 | 0 | 9.3987e-05 | 0.00011416 | 0 | 0.55725 | 0.8396 | 0.0001 | 0.16667 | 0.00178 | 0
2119 | 1 | 0.00014902 | 0.00018662 | 0 | 0.0001821 | 0.00011416 | 0.0053151 | 0.58767 | 0.8516 | 0.0001 | 0.175 | 0.016592 | 0.0053151
2120 | 1 | 0.00016321 | 0.00016961 | 0 | 0.0001586 | 0.00011416 | 0.13307 | 0.64772 | 0.8538 | 0.0001 | 0.16667 | 0.14976 | 0.13307
2121 | 1 | 0.00017553 | 0.00015458 | 0 | 0.00014685 | 0.00011416 | 0.43286 | 0.67814 | 0.8442 | 0.0001 | 0.16667 | 0.18967 | 0.43286
2122 | 1 | 0.00017676 | 0.0001469 | 0 | 0.00016448 | 0.00011416 | 0 | 0.68855 | 0.7793 | 0.0001 | 0.16667 | 0.11122 | 0
2123 | 1 | 0.00018755 | 0.00014109 | 0 | 0.00018797 | 0.00011416 | 0.053419 | 0.71417 | 0.6644 | 0.0001 | 0.16667 | 0.032448 | 0.053419
2124 | 1 | 0.00017869 | 0.00013396 | 0 | 0.00020677 | 0.00011416 | 0.2278 | 0.72938 | 0.5465 | 0.0001 | 0.175 | 0.0013373 | 0.2278
2125 | 1 | 0.00017489 | 0.00013073 | 0 | 0.00018797 | 0.00011416 | 0.37098 | 0.70857 | 0.4763 | 0.0001 | 0.18333 | 0.084249 | 0.37098
2126 | 1 | 0.00016723 | 0.0001301 | 0 | 0.00019032 | 0.00011416 | 0.42259 | 0.67094 | 0.4188 | 0.0001 | 0.18333 | 0.34559 | 0.42259
2127 | 1 | 0.00016762 | 0.00013104 | 0 | 0.00021382 | 0.00011416 | 0.40713 | 0.63491 | 0.3569 | 0.0001 | 0.18333 | 0.44538 | 0.40713
2128 | 1 | 0.00016055 | 0.00013282 | 0 | 0.00022322 | 0.00011416 | 0.079972 | 0.50761 | 0.2873 | 0.0001 | 0.18333 | 0.27383 | 0.079972
2129 | 1 | 0.00016343 | 0.00013917 | 0 | 0.00022322 | 0.00011416 | 0.095372 | 0.42754 | 0.2373 | 0.0001 | 0.18333 | 0.079544 | 0.095372
2130 | 1 | 0.00016052 | 0.00016865 | 0 | 0.00016448 | 0.00011416 | 0.033841 | 0.3771 | 0.3412 | 0.0001 | 0.18333 | 0.0018044 | 0.033841
2131 | 1 | 0.00015371 | 0.00019352 | 0 | 0.00011748 | 0.00011416 | 0 | 0.33707 | 0.5344 | 0.0001 | 0.18333 | 0.017434 | 0
2132 | 1 | 0.00016068 | 0.0001875 | 0 | 8.8113e-05 | 0.00011416 | 0 | 0.34828 | 0.7094 | 0.0001 | 0.18333 | 0.15523 | 0
2133 | 1 | 0.00014524 | 0.00018626 | 0 | 5.8742e-05 | 0.00011416 | 0 | 0.38511 | 0.8105 | 0.0001 | 0.18333 | 0.19557 | 0
2134 | 1 | 0.00014793 | 0.00018861 | 0 | 3.7595e-05 | 0.00011416 | 0 | 0.56205 | 0.8892 | 0.0001 | 0.19167 | 0.11419 | 0
2135 | 1 | 0.00014547 | 0.00017853 | 0 | 2.3497e-05 | 0.00011416 | 0 | 0.73979 | 0.9608 | 0.0001 | 0.18333 | 0.033057 | 0
2136 | 1 | 0.00012146 | 0.00014429 | 0 | 9.3987e-06 | 0.00011416 | 0 | 0.80464 | 0.9733 | 0.0001 | 0.175 | 0.0013373 | 0
2137 | 1 | 0.00010093 | 0.0001171 | 0 | 5.8742e-06 | 0.00011416 | 0 | 0.81745 | 0.9764 | 0.0001 | 0.175 | 0.087075 | 0
2138 | 1 | 8.682e-05 | 0.00011441 | 0 | 2.3497e-06 | 0.00011416 | 0 | 0.81185 | 0.9773 | 0.0001 | 0.18333 | 0.3562 | 0
2139 | 1 | 7.8671e-05 | 0.00011979 | 0 | 1.1748e-06 | 0.00011416 | 0 | 0.78383 | 0.9792 | 0.0001 | 0.175 | 0.4593 | 0
2140 | 1 | 8.4519e-05 | 0.00011759 | 0 | 1.4098e-05 | 0.00011416 | 0 | 0.77822 | 0.9788 | 0.0001 | 0.175 | 0.28213 | 0
2141 | 1 | 0.00010245 | 0.00011013 | 0 | 3.7595e-05 | 0.00011416 | 0 | 0.77262 | 0.9765 | 0.0001 | 0.175 | 0.081921 | 0
2142 | 1 | 0.00014066 | 0.00010607 | 0 | 9.3987e-05 | 0.00011416 | 0 | 0.73659 | 0.9796 | 0.0001 | 0.16667 | 0.001829 | 0
2143 | 1 | 0.00016366 | 0.00010753 | 0 | 0.0001821 | 0.00011416 | 0 | 0.64131 | 0.9797 | 0.0001 | 0.15833 | 0.018303 | 0
2144 | 1 | 0.00017264 | 0.0001083 | 0 | 0.0001586 | 0.00011416 | 0.0030531 | 0.71177 | 0.9787 | 0.0001 | 0.15 | 0.16083 | 0.0030531
2145 | 1 | 0.00018437 | 0.00010589 | 0 | 0.00014685 | 0.00011416 | 0 | 0.75741 | 0.9805 | 0.0001 | 0.15 | 0.20159 | 0
2146 | 1 | 0.00018999 | 9.9507e-05 | 0 | 0.00016448 | 0.00011416 | 0 | 0.7518 | 0.9808 | 0.0001 | 0.16667 | 0.11721 | 0
2147 | 1 | 0.00019482 | 9.408e-05 | 0 | 0.00018797 | 0.00011416 | 0 | 0.7534 | 0.9709 | 0.0001 | 0.18333 | 0.033674 | 0
2148 | 1 | 0.0001884 | 9.1794e-05 | 0 | 0.00020677 | 0.00011416 | 0.3516 | 0.77182 | 0.9417 | 0.0001 | 0.18333 | 0.0013373 | 0.3516
2149 | 1 | 0.0001858 | 9.1636e-05 | 0 | 0.00018797 | 0.00011416 | 0.038298 | 0.77342 | 0.9055 | 0.0001 | 0.19167 | 0.087075 | 0.038298
2150 | 1 | 0.00017379 | 9.1357e-05 | 0 | 0.00019032 | 0.00011416 | 0.95003 | 0.73499 | 0.879 | 0.0001 | 0.2 | 0.3562 | 0.95003
2151 | 1 | 0.00016698 | 9.291e-05 | 0 | 0.00021382 | 0.00011416 | 0.67959 | 0.76301 | 0.8925 | 0.0001 | 0.19167 | 0.4593 | 0.67959
2152 | 1 | 0.0001597 | 9.8774e-05 | 0 | 0.00022322 | 0.00011416 | 0.34078 | 0.78943 | 0.929 | 0.0001 | 0.18333 | 0.28213 | 0.34078
2153 | 1 | 0.0001582 | 0.00011411 | 0 | 0.00022322 | 0.00011416 | 0 | 0.7478 | 0.9051 | 0.0001 | 0.18333 | 0.081921 | 0
2154 | 1 | 0.00015595 | 0.00013645 | 0 | 0.00016448 | 0.00011416 | 0.0010251 | 0.7454 | 0.9003 | 0.0001 | 0.19167 | 0.001829 | 0.0010251
2155 | 1 | 0.0001525 | 0.00015577 | 0 | 0.00011748 | 0.00011416 | 0 | 0.75741 | 0.9387 | 0.0001 | 0.19167 | 0.018303 | 0
2156 | 1 | 0.00015752 | 0.00016467 | 0 | 8.8113e-05 | 0.00011416 | 0 | 0.78543 | 0.9552 | 0.0001 | 0.18333 | 0.16083 | 0
2157 | 1 | 0.00014548 | 0.0001723 | 0 | 5.8742e-05 | 0.00011416 | 0 | 0.70456 | 0.9099 | 0.0001 | 0.18333 | 0.20159 | 0
2158 | 1 | 0.00014431 | 0.00018366 | 0 | 3.7595e-05 | 0.00011416 | 0 | 0.65653 | 0.9141 | 0.0001 | 0.18333 | 0.11721 | 0
2159 | 1 | 0.00013927 | 0.0001936 | 0 | 2.3497e-05 | 0.00011416 | 0 | 0.58607 | 0.9483 | 0.0001 | 0.18333 | 0.033674 | 0
2160 | 1 | 0.00010766 | 0.00019865 | 0 | 9.3987e-06 | 0.00011416 | 0 | 0.64452 | 0.9641 | 0.0001 | 0.19167 | 0.0013373 | 0
2161 | 1 | 8.8821e-05 | 0.0002012 | 0 | 5.8742e-06 | 0.00011416 | 0 | 0.71257 | 0.9565 | 0.0001 | 0.19167 | 0.084249 | 0
2162 | 1 | 7.7713e-05 | 0.00020531 | 0 | 2.3497e-06 | 0.00011416 | 0 | 0.72218 | 0.946 | 0.0001 | 0.18333 | 0.34559 | 0
2163 | 1 | 7.1735e-05 | 0.00021085 | 0 | 1.1748e-06 | 0.00011416 | 0 | 0.68855 | 0.9352 | 0.0001 | 0.18333 | 0.44538 | 0
2164 | 1 | 7.4625e-05 | 0.00021681 | 0 | 1.4098e-05 | 0.00011416 | 0 | 0.63571 | 0.9252 | 0.0001 | 0.18333 | 0.27383 | 0
2165 | 1 | 8.8412e-05 | 0.00022144 | 0 | 3.7595e-05 | 0.00011416 | 0 | 0.65172 | 0.9114 | 0.0001 | 0.18333 | 0.079544 | 0
2166 | 1 | 0.00012454 | 0.00022362 | 0 | 9.3987e-05 | 0.00011416 | 0 | 0.66133 | 0.8942 | 0.0001 | 0.18333 | 0.0018044 | 0
2167 | 1 | 0.00014808 | 0.00021488 | 0 | 0.0001821 | 0.00011416 | 0.001248 | 0.65733 | 0.88 | 0.0001 | 0.18333 | 0.017434 | 0.001248
2168 | 1 | 0.0001632 | 0.00019846 | 0 | 0.0001586 | 0.00011416 | 0.015032 | 0.65492 | 0.8609 | 0.0001 | 0.18333 | 0.15523 | 0.015032
2169 | 1 | 0.00017468 | 0.00018106 | 0 | 0.00014685 | 0.00011416 | 0.026631 | 0.61649 | 0.8306 | 0.0001 | 0.175 | 0.19557 | 0.026631
2170 | 1 | 0.00017865 | 0.00016458 | 0 | 0.00016448 | 0.00011416 | 0.039747 | 0.63251 | 0.805 | 0.0001 | 0.175 | 0.11419 | 0.039747
2171 | 1 | 0.00018468 | 0.00015118 | 0 | 0.00018797 | 0.00011416 | 0 | 0.65012 | 0.7746 | 0.0001 | 0.175 | 0.033057 | 0
2172 | 1 | 0.00017585 | 0.00014101 | 0 | 0.00020677 | 0.00011416 | 0.31113 | 0.67574 | 0.732 | 0.0001 | 0.175 | 0.0013373 | 0.31113
2173 | 1 | 0.00016675 | 0.00013378 | 0 | 0.00018797 | 0.00011416 | 0.045998 | 0.69335 | 0.6799 | 0.0001 | 0.175 | 0.081485 | 0.045998
2174 | 1 | 0.00016071 | 0.00012937 | 0 | 0.00019032 | 0.00011416 | 0.21948 | 0.71097 | 0.6786 | 0.0001 | 0.175 | 0.3352 | 0.21948
2175 | 1 | 0.0001607 | 0.00013017 | 0 | 0.00021382 | 0.00011416 | 0.10755 | 0.68935 | 0.6901 | 0.0001 | 0.175 | 0.43173 | 0.10755
2176 | 1 | 0.00015674 | 0.00013605 | 0 | 0.00022322 | 0.00011416 | 0.34944 | 0.65813 | 0.6841 | 0.0001 | 0.175 | 0.26569 | 0.34944
2177 | 1 | 0.00015358 | 0.00014792 | 0 | 0.00022322 | 0.00011416 | 0.091416 | 0.64291 | 0.7245 | 0.0001 | 0.16667 | 0.077214 | 0.091416
2178 | 1 | 0.00014654 | 0.00016411 | 0 | 0.00016448 | 0.00011416 | 0.056026 | 0.57486 | 0.7367 | 0.0001 | 0.175 | 0.00178 | 0.056026
2179 | 1 | 0.0001388 | 0.00017675 | 0 | 0.00011748 | 0.00011416 | 0 | 0.51641 | 0.7436 | 0.0001 | 0.175 | 0.016592 | 0
2180 | 1 | 0.00014852 | 0.00018299 | 0 | 8.8113e-05 | 0.00011416 | 0 | 0.52362 | 0.7661 | 0.0001 | 0.175 | 0.14976 | 0
2181 | 1 | 0.00014099 | 0.00018575 | 0 | 5.8742e-05 | 0.00011416 | 0 | 0.59648 | 0.7884 | 0.0001 | 0.175 | 0.18967 | 0
2182 | 1 | 0.00014394 | 0.00018613 | 0 | 3.7595e-05 | 0.00011416 | 0 | 0.64051 | 0.7941 | 0.0001 | 0.18333 | 0.11122 | 0
2183 | 1 | 0.00013682 | 0.00018538 | 0 | 2.3497e-05 | 0.00011416 | 0 | 0.56845 | 0.7874 | 0.0001 | 0.18333 | 0.032448 | 0
2184 | 1 | 0.00011231 | 0.00018514 | 0 | 9.3987e-06 | 0.00011416 | 0 | 0.54764 | 0.7589 | 0.0001 | 0.18333 | 0.0013373 | 0
2185 | 1 | 9.2016e-05 | 0.00018565 | 0 | 5.8742e-06 | 0.00011416 | 0 | 0.57806 | 0.6953 | 0.0001 | 0.175 | 0.07614 | 0
2186 | 1 | 7.8185e-05 | 0.00018755 | 0 | 2.3497e-06 | 0.00011416 | 0 | 0.53563 | 0.5704 | 0.0001 | 0.175 | 0.31504 | 0
2187 | 1 | 7.4167e-05 | 0.0001905 | 0 | 1.1748e-06 | 0.00011416 | 0 | 0.53963 | 0.4437 | 0.0001 | 0.175 | 0.40529 | 0
2188 | 1 | 8.1701e-05 | 0.00019324 | 0 | 1.4098e-05 | 0.00011416 | 0 | 0.59167 | 0.4646 | 0.0001 | 0.18333 | 0.24989 | 0
2189 | 1 | 0.00010062 | 0.00019223 | 0 | 3.7595e-05 | 0.00011416 | 0 | 0.67974 | 0.5273 | 0.0001 | 0.18333 | 0.07269 | 0
2190 | 1 | 0.00013826 | 0.00019088 | 0 | 9.3987e-05 | 0.00011416 | 0 | 0.72218 | 0.5984 | 0.0001 | 0.16667 | 0.0017319 | 0
2191 | 1 | 0.00015964 | 0.00018788 | 0 | 0.0001821 | 0.00011416 | 0 | 0.68054 | 0.6602 | 0.0001 | 0.16667 | 0.014991 | 0
2192 | 1 | 0.00016846 | 0.00018188 | 0 | 0.0001586 | 0.00011416 | 0 | 0.57486 | 0.6586 | 0.0001 | 0.16667 | 0.1392 | 0
2193 | 1 | 0.00018148 | 0.00017106 | 0 | 0.00014685 | 0.00011416 | 0 | 0.54684 | 0.5863 | 0.0001 | 0.16667 | 0.17824 | 0
2194 | 1 | 0.00018292 | 0.00016228 | 0 | 0.00016448 | 0.00011416 | 0.0047357 | 0.40432 | 0.4875 | 0.0001 | 0.175 | 0.10544 | 0.0047357
2195 | 1 | 0.00018352 | 0.00015251 | 0 | 0.00018797 | 0.00011416 | 0.26183 | 0.46037 | 0.3938 | 0.0001 | 0.175 | 0.031253 | 0.26183
2196 | 1 | 0.00017909 | 0.00014359 | 0 | 0.00020677 | 0.00011416 | 0.13954 | 0.506 | 0.317 | 0.0001 | 0.175 | 0.0013373 | 0.13954
2197 | 1 | 0.0001764 | 0.00013764 | 0 | 0.00018797 | 0.00011416 | 0.31368 | 0.46677 | 0.2464 | 0.0001 | 0.175 | 0.071033 | 0.31368
2198 | 1 | 0.00017143 | 0.00013615 | 0 | 0.00019032 | 0.00011416 | 0.5576 | 0.46597 | 0.1846 | 0.0001 | 0.175 | 0.29571 | 0.5576
2199 | 1 | 0.00016557 | 0.00013947 | 0 | 0.00021382 | 0.00011416 | 0.54749 | 0.39712 | 0.1305 | 0.0001 | 0.175 | 0.37996 | 0.54749
2200 | 1 | 0.00015945 | 0.00014898 | 0 | 0.00022322 | 0.00011416 | 0.48116 | 0.29784 | 0.0867 | 0.0001 | 0.175 | 0.23473 | 0.48116
2201 | 1 | 0.0001567 | 0.00016497 | 0 | 0.00022322 | 0.00011416 | 0.17771 | 0.245 | 0.0502 | 0.0001 | 0.175 | 0.068347 | 0.17771
2202 | 1 | 0.00015253 | 0.00019444 | 0 | 0.00016448 | 0.00011416 | 0.00195 | 0.18175 | 0.023 | 0.0001 | 0.16667 | 0.0016847 | 0.00195
2203 | 1 | 0.00014175 | 0.00022955 | 0 | 0.00011748 | 0.00011416 | 0 | 0.11609 | 0.0083 | 0.0001 | 0.15 | 0.013496 | 0
2204 | 1 | 0.00014873 | 0.00023769 | 0 | 8.8113e-05 | 0.00011416 | 0 | 0.068855 | 0.0034 | 0.0001 | 0.15 | 0.12916 | 0
2205 | 1 | 0.00014388 | 0.0002428 | 0 | 5.8742e-05 | 0.00011416 | 0 | 0.056045 | 0.0048 | 0.0001 | 0.15 | 0.16727 | 0
2206 | 1 | 0.00014563 | 0.00024885 | 0 | 3.7595e-05 | 0.00011416 | 0 | 0.047238 | 0.0129 | 0.0001 | 0.15 | 0.099862 | 0
2207 | 1 | 0.00014327 | 0.00025774 | 0 | 2.3497e-05 | 0.00011416 | 0 | 0.038431 | 0.0311 | 0.0001 | 0.13333 | 0.030087 | 0
2208 | 1 | 0.00011585 | 0.00026796 | 0 | 9.3987e-06 | 0.00011416 | 0 | 0.032026 | 0.0544 | 0.0001 | 0.14167 | 0.0013373 | 0
2209 | 1 | 9.51e-05 | 0.00027803 | 0 | 5.8742e-06 | 0.00011416 | 0 | 0.026421 | 0.0822 | 0.0001 | 0.14167 | 0.06381 | 0
2210 | 1 | 7.9164e-05 | 0.00028747 | 0 | 2.3497e-06 | 0.00011416 | 0 | 0.025621 | 0.1193 | 0.0001 | 0.14167 | 0.26822 | 0
2211 | 1 | 7.562e-05 | 0.00029473 | 0 | 1.1748e-06 | 0.00011416 | 0 | 0.036029 | 0.1587 | 0.0001 | 0.14167 | 0.34396 | 0
2212 | 1 | 7.3775e-05 | 0.00029224 | 0 | 1.4098e-05 | 0.00011416 | 0 | 0.065653 | 0.1825 | 0.0001 | 0.14167 | 0.21317 | 0
2213 | 1 | 8.9723e-05 | 0.00028898 | 0 | 3.7595e-05 | 0.00011416 | 0 | 0.11529 | 0.2034 | 0.0001 | 0.14167 | 0.062162 | 0
2214 | 1 | 0.00012931 | 0.00027728 | 0 | 9.3987e-05 | 0.00011416 | 0 | 0.14652 | 0.2167 | 0.0001 | 0.14167 | 0.0016155 | 0
2215 | 1 | 0.00015517 | 0.00024762 | 0 | 0.0001821 | 0.00011416 | 0 | 0.18655 | 0.2027 | 0.0001 | 0.14167 | 0.011446 | 0
2216 | 1 | 0.00016992 | 0.00022378 | 0 | 0.0001586 | 0.00011416 | 0 | 0.19936 | 0.1851 | 0.0001 | 0.15 | 0.11501 | 0
2217 | 1 | 0.00018447 | 0.00019189 | 0 | 0.00014685 | 0.00011416 | 0.0046131 | 0.17934 | 0.2205 | 0.0001 | 0.15 | 0.15168 | 0.0046131
2218 | 1 | 0.00018514 | 0.00017202 | 0 | 0.00016448 | 0.00011416 | 0 | 0.11369 | 0.2644 | 0.0001 | 0.15833 | 0.091868 | 0
2219 | 1 | 0.00018695 | 0.0001598 | 0 | 0.00018797 | 0.00011416 | 0 | 0.095276 | 0.2825 | 0.0001 | 0.16667 | 0.028393 | 0
2220 | 1 | 0.0001778 | 0.00014875 | 0 | 0.00020677 | 0.00011416 | 0 | 0.084067 | 0.2759 | 0.0001 | 0.16667 | 0.0013373 | 0
2221 | 1 | 0.00017702 | 0.00014151 | 0 | 0.00018797 | 0.00011416 | 0 | 0.090472 | 0.2327 | 0.0001 | 0.16667 | 0.057093 | 0
2222 | 1 | 0.00017409 | 0.00013771 | 0 | 0.00019032 | 0.00011416 | 0 | 0.10008 | 0.1744 | 0.0001 | 0.14167 | 0.24249 | 0
2223 | 1 | 0.00016652 | 0.00013734 | 0 | 0.00021382 | 0.00011416 | 0 | 0.11689 | 0.1224 | 0.0001 | 0.15833 | 0.31032 | 0
2224 | 1 | 0.00016095 | 0.00014078 | 0 | 0.00022322 | 0.00011416 | 0 | 0.10568 | 0.0899 | 0.0001 | 0.16667 | 0.19297 | 0
2225 | 1 | 0.00015903 | 0.00014813 | 0 | 0.00022322 | 0.00011416 | 0.002652 | 0.076061 | 0.0838 | 0.0001 | 0.16667 | 0.056361 | 0.002652
2226 | 1 | 0.00015277 | 0.00016484 | 0 | 0.00016448 | 0.00011416 | 0.0047469 | 0.045637 | 0.1051 | 0.0001 | 0.15833 | 0.0015481 | 0.0047469
2227 | 1 | 0.00014186 | 0.00018095 | 0 | 0.00011748 | 0.00011416 | 0 | 0.022418 | 0.1447 | 0.0001 | 0.16667 | 0.0096143 | 0
2228 | 1 | 0.0001393 | 0.00018814 | 0 | 8.8113e-05 | 0.00011416 | 0 | 0.018415 | 0.1681 | 0.0001 | 0.15833 | 0.10194 | 0
2229 | 1 | 0.00013192 | 0.00019591 | 0 | 5.8742e-05 | 0.00011416 | 0 | 0.020016 | 0.1509 | 0.0001 | 0.15833 | 0.13708 | 0
2230 | 1 | 0.0001347 | 0.0002025 | 0 | 3.7595e-05 | 0.00011416 | 0 | 0.024019 | 0.1221 | 0.0001 | 0.15833 | 0.084313 | 0
2231 | 1 | 0.00013249 | 0.00020804 | 0 | 2.3497e-05 | 0.00011416 | 0 | 0.019215 | 0.1027 | 0.0001 | 0.15833 | 0.026764 | 0
2232 | 1 | 0.00010726 | 0.00021273 | 0 | 9.3987e-06 | 0.00011416 | 0 | 0.013611 | 0.0729 | 0.0001 | 0.15833 | 0.0013373 | 0
2233 | 1 | 8.4457e-05 | 0.00021462 | 0 | 5.8742e-06 | 0.00011416 | 0 | 0.01201 | 0.0521 | 0.0001 | 0.15833 | 0.046976 | 0
2234 | 1 | 6.7415e-05 | 0.00021512 | 0 | 2.3497e-06 | 0.00011416 | 0 | 0.010408 | 0.0297 | 0.0001 | 0.15833 | 0.20336 | 0
2235 | 1 | 5.5073e-05 | 0.00021568 | 0 | 1.1748e-06 | 0.00011416 | 0 | 0.01281 | 0.0182 | 0.0001 | 0.16667 | 0.25925 | 0
2236 | 1 | 4.9776e-05 | 0.00022208 | 0 | 1.4098e-05 | 0.00011416 | 0 | 0.016813 | 0.0156 | 0.0001 | 0.175 | 0.1622 | 0
2237 | 1 | 5.2695e-05 | 0.00022784 | 0 | 3.7595e-05 | 0.00011416 | 0 | 0.021617 | 0.0183 | 0.0001 | 0.16667 | 0.047516 | 0
2238 | 1 | 6.0097e-05 | 0.00023132 | 0 | 9.3987e-05 | 0.00011416 | 0 | 0.027222 | 0.0482 | 0.0001 | 0.16667 | 0.0014402 | 0
2239 | 1 | 6.6287e-05 | 0.00021653 | 0 | 0.0001821 | 0.00011416 | 0 | 0.039231 | 0.1055 | 0.0001 | 0.175 | 0.0070149 | 0
2240 | 1 | 8.922e-05 | 0.00021076 | 0 | 0.0001586 | 0.00011416 | 0 | 0.082466 | 0.1758 | 0.0001 | 0.15833 | 0.082421 | 0
2241 | 1 | 0.00011572 | 0.00020565 | 0 | 0.00014685 | 0.00011416 | 0 | 0.16173 | 0.2322 | 0.0001 | 0.15 | 0.11489 | 0
2242 | 1 | 0.00013187 | 0.00019367 | 0 | 0.00016448 | 0.00011416 | 0 | 0.21457 | 0.2345 | 0.0001 | 0.16667 | 0.072661 | 0
2243 | 1 | 0.00014071 | 0.00017648 | 0 | 0.00018797 | 0.00011416 | 0 | 0.22418 | 0.2215 | 0.0001 | 0.15833 | 0.02419 | 0
2244 | 1 | 0.00013774 | 0.00015807 | 0 | 0.00020677 | 0.00011416 | 0 | 0.20016 | 0.2242 | 0.0001 | 0.16667 | 0.0013373 | 0
2245 | 1 | 0.00013253 | 0.00014701 | 0 | 0.00018797 | 0.00011416 | 0 | 0.2506 | 0.2413 | 0.0001 | 0.16667 | 0.039802 | 0
2246 | 1 | 0.00012449 | 0.00014347 | 0 | 0.00019032 | 0.00011416 | 0 | 0.26982 | 0.2765 | 0.0001 | 0.175 | 0.17527 | 0
2247 | 1 | 0.00011365 | 0.00014448 | 0 | 0.00021382 | 0.00011416 | 0 | 0.30905 | 0.2985 | 0.0001 | 0.175 | 0.22268 | 0
2248 | 1 | 0.00010797 | 0.00014881 | 0 | 0.00022322 | 0.00011416 | 0.33131 | 0.34347 | 0.3225 | 0.0001 | 0.18333 | 0.14009 | 0.33131
2249 | 1 | 0.00010193 | 0.00015957 | 0 | 0.00022322 | 0.00011416 | 0.1141 | 0.29704 | 0.3411 | 0.0001 | 0.18333 | 0.041147 | 0.1141
2250 | 1 | 0.00010125 | 0.00018434 | 0 | 0.00016448 | 0.00011416 | 0.010185 | 0.27542 | 0.328 | 0.0001 | 0.18333 | 0.0013575 | 0.010185
2251 | 1 | 9.7228e-05 | 0.00021816 | 0 | 0.00011748 | 0.00011416 | 0 | 0.245 | 0.308 | 0.0001 | 0.16667 | 0.0053101 | 0
2252 | 1 | 0.00010014 | 0.00023163 | 0 | 8.8113e-05 | 0.00011416 | 0 | 0.2546 | 0.282 | 0.0001 | 0.16667 | 0.068734 | 0
2253 | 1 | 9.6844e-05 | 0.00024564 | 0 | 5.8742e-05 | 0.00011416 | 0 | 0.27702 | 0.2507 | 0.0001 | 0.16667 | 0.098975 | 0
2254 | 1 | 9.5822e-05 | 0.00026016 | 0 | 3.7595e-05 | 0.00011416 | 0 | 0.27382 | 0.2248 | 0.0001 | 0.15 | 0.064153 | 0
2255 | 1 | 9.6388e-05 | 0.00027334 | 0 | 2.3497e-05 | 0.00011416 | 0 | 0.27462 | 0.1875 | 0.0001 | 0.14167 | 0.022253 | 0
2256 | 1 | 7.8675e-05 | 0.00028142 | 0 | 9.3987e-06 | 0.00011416 | 0 | 0.22898 | 0.1523 | 0.0001 | 0.14167 | 0.0013373 | 0
2257 | 1 | 5.9885e-05 | 0.0002855 | 0 | 5.8742e-06 | 0.00011416 | 0 | 0.16493 | 0.1297 | 0.0001 | 0.15833 | 0.031913 | 0
2258 | 1 | 4.639e-05 | 0.00028829 | 0 | 2.3497e-06 | 0.00011416 | 0 | 0.13611 | 0.1075 | 0.0001 | 0.15 | 0.14396 | 0
2259 | 1 | 4.1393e-05 | 0.00029028 | 0 | 1.1748e-06 | 0.00011416 | 0 | 0.13131 | 0.0925 | 0.0001 | 0.15833 | 0.18203 | 0
2260 | 1 | 3.8007e-05 | 0.00029386 | 0 | 1.4098e-05 | 0.00011416 | 0 | 0.1217 | 0.0865 | 0.0001 | 0.15833 | 0.1154 | 0
2261 | 1 | 3.9192e-05 | 0.00029828 | 0 | 3.7595e-05 | 0.00011416 | 0 | 0.094476 | 0.0798 | 0.0001 | 0.15833 | 0.03402 | 0
2262 | 1 | 4.2739e-05 | 0.00029678 | 0 | 9.3987e-05 | 0.00011416 | 0 | 0.084868 | 0.0718 | 0.0001 | 0.15833 | 0.0012587 | 0
2263 | 1 | 4.3846e-05 | 0.00026889 | 0 | 0.0001821 | 0.00011416 | 0.063459 | 0.081665 | 0.0627 | 0.0001 | 0.16667 | 0.0035994 | 0.063459
2264 | 1 | 6.2511e-05 | 0.00023023 | 0 | 0.0001586 | 0.00011416 | 0.28225 | 0.052842 | 0.0555 | 0.0001 | 0.15 | 0.053873 | 0.28225
2265 | 1 | 8.6712e-05 | 0.00018254 | 0 | 0.00014685 | 0.00011416 | 0.46045 | 0.023219 | 0.0436 | 0.0001 | 0.16667 | 0.081237 | 0.46045
2266 | 1 | 9.5198e-05 | 0.00015547 | 0 | 0.00016448 | 0.00011416 | 0.3535 | 0.026421 | 0.0302 | 0.0001 | 0.175 | 0.054488 | 0.3535
2267 | 1 | 0.00010214 | 0.00013588 | 0 | 0.00018797 | 0.00011416 | 0.53862 | 0.045637 | 0.018 | 0.0001 | 0.175 | 0.019982 | 0.53862
2268 | 1 | 0.00010123 | 0.00012104 | 0 | 0.00020677 | 0.00011416 | 0.26631 | 0.047238 | 0.0108 | 0.0001 | 0.175 | 0.0013373 | 0.26631
2269 | 1 | 9.2359e-05 | 0.00011043 | 0 | 0.00018797 | 0.00011416 | 0.56509 | 0.060849 | 0.0102 | 0.0001 | 0.175 | 0.023914 | 0.56509
2270 | 1 | 8.0492e-05 | 0.0001045 | 0 | 0.00019032 | 0.00011416 | 0.22156 | 0.06245 | 0.0133 | 0.0001 | 0.175 | 0.11161 | 0.22156
2271 | 1 | 7.2673e-05 | 0.00010385 | 0 | 0.00021382 | 0.00011416 | 0 | 0.06245 | 0.0182 | 0.0001 | 0.175 | 0.14018 | 0
2272 | 1 | 6.9308e-05 | 0.00010905 | 0 | 0.00022322 | 0.00011416 | 0.2684 | 0.065653 | 0.0229 | 0.0001 | 0.15833 | 0.089831 | 0.2684
2273 | 1 | 6.6644e-05 | 0.00012174 | 0 | 0.00022322 | 0.00011416 | 0.14891 | 0.072858 | 0.0245 | 0.0001 | 0.18333 | 0.026617 | 0.14891
2274 | 1 | 6.9631e-05 | 0.00016097 | 0 | 0.00016448 | 0.00011416 | 0.079538 | 0.068054 | 0.0248 | 0.0001 | 0.175 | 0.0011466 | 0.079538
2275 | 1 | 6.7092e-05 | 0.00020711 | 0 | 0.00011748 | 0.00011416 | 0 | 0.073659 | 0.0228 | 0.0001 | 0.18333 | 0.0020875 | 0
2276 | 1 | 7.7219e-05 | 0.00022194 | 0 | 8.8113e-05 | 0.00011416 | 0 | 0.07526 | 0.0172 | 0.0001 | 0.16667 | 0.039075 | 0
2277 | 1 | 8.3695e-05 | 0.0002339 | 0 | 5.8742e-05 | 0.00011416 | 0 | 0.069656 | 0.0134 | 0.0001 | 0.16667 | 0.062917 | 0
2278 | 1 | 8.7096e-05 | 0.00024563 | 0 | 3.7595e-05 | 0.00011416 | 0 | 0.080064 | 0.009 | 0.0001 | 0.16667 | 0.044234 | 0
2279 | 1 | 8.4687e-05 | 0.00025947 | 0 | 2.3497e-05 | 0.00011416 | 0 | 0.10649 | 0.0047 | 0.0001 | 0.175 | 0.017467 | 0
2280 | 1 | 6.4402e-05 | 0.00027023 | 0 | 9.3987e-06 | 0.00011416 | 0 | 0.081665 | 0.0034 | 0.0001 | 0.175 | 0.0013373 | 0
2281 | 1 | 5.0095e-05 | 0.000275 | 0 | 5.8742e-06 | 0.00011416 | 0 | 0.084868 | 0.0065 | 0.0001 | 0.175 | 0.017378 | 0
2282 | 1 | 4.0381e-05 | 0.00027479 | 0 | 2.3497e-06 | 0.00011416 | 0 | 0.069656 | 0.0197 | 0.0001 | 0.175 | 0.084504 | 0
2283 | 1 | 3.5056e-05 | 0.00027528 | 0 | 1.1748e-06 | 0.00011416 | 0 | 0.039231 | 0.0419 | 0.0001 | 0.175 | 0.10529 | 0
2284 | 1 | 3.4901e-05 | 0.00027983 | 0 | 1.4098e-05 | 0.00011416 | 0 | 0.023219 | 0.063 | 0.0001 | 0.175 | 0.068347 | 0
2285 | 1 | 3.6936e-05 | 0.00028672 | 0 | 3.7595e-05 | 0.00011416 | 0 | 0.025621 | 0.0751 | 0.0001 | 0.175 | 0.020374 | 0
2286 | 1 | 4.6689e-05 | 0.00028568 | 0 | 9.3987e-05 | 0.00011416 | 0 | 0.029624 | 0.0834 | 0.0001 | 0.175 | 0.0010414 | 0
2287 | 1 | 4.9206e-05 | 0.00023922 | 0 | 0.0001821 | 0.00011416 | 0.0033317 | 0.036829 | 0.0841 | 0.0001 | 0.175 | 0.0010722 | 0.0033317
2288 | 1 | 6.5998e-05 | 0.00020284 | 0 | 0.0001586 | 0.00011416 | 0.04787 | 0.047238 | 0.0731 | 0.0001 | 0.175 | 0.02727 | 0.04787
2289 | 1 | 9.026e-05 | 0.00016493 | 0 | 0.00014685 | 0.00011416 | 0.026932 | 0.044035 | 0.0642 | 0.0001 | 0.175 | 0.047581 | 0.026932
2290 | 1 | 0.00010588 | 0.00014008 | 0 | 0.00016448 | 0.00011416 | 0.0015377 | 0.036829 | 0.0717 | 0.0001 | 0.18333 | 0.035355 | 0.0015377
2291 | 1 | 0.00011688 | 0.00012228 | 0 | 0.00018797 | 0.00011416 | 0 | 0.03763 | 0.0995 | 0.0001 | 0.18333 | 0.015172 | 0
2292 | 1 | 0.00012091 | 0.00010865 | 0 | 0.00020677 | 0.00011416 | 0 | 0.034428 | 0.1247 | 0.0001 | 0.18333 | 0.0013373 | 0
2293 | 1 | 0.00011552 | 9.7954e-05 | 0 | 0.00018797 | 0.00011416 | 0 | 0.036029 | 0.1315 | 0.0001 | 0.18333 | 0.012157 | 0
2294 | 1 | 0.00010422 | 9.1567e-05 | 0 | 0.00019032 | 0.00011416 | 0.056182 | 0.028823 | 0.132 | 0.0001 | 0.18333 | 0.062188 | 0.056182
2295 | 1 | 9.6988e-05 | 8.9769e-05 | 0 | 0.00021382 | 0.00011416 | 0.17187 | 0.022418 | 0.1199 | 0.0001 | 0.18333 | 0.076735 | 0.17187
2296 | 1 | 9.1657e-05 | 9.3329e-05 | 0 | 0.00022322 | 0.00011416 | 0.22784 | 0.022418 | 0.1033 | 0.0001 | 0.175 | 0.050594 | 0.22784
2297 | 1 | 9.3294e-05 | 0.00010408 | 0 | 0.00022322 | 0.00011416 | 0.053709 | 0.026421 | 0.0877 | 0.0001 | 0.18333 | 0.015193 | 0.053709
2298 | 1 | 9.6974e-05 | 0.00013158 | 0 | 0.00016448 | 0.00011416 | 0.014129 | 0.040032 | 0.085 | 0.0001 | 0.175 | 0.00094279 | 0.014129
2299 | 1 | 9.1847e-05 | 0.0001709 | 0 | 0.00011748 | 0.00011416 | 0 | 0.06245 | 0.0928 | 0.0001 | 0.175 | 0.00045479 | 0
2300 | 1 | 9.7451e-05 | 0.00018783 | 0 | 8.8113e-05 | 0.00011416 | 0 | 0.068855 | 0.0884 | 0.0001 | 0.175 | 0.01812 | 0
2301 | 1 | 0.00010183 | 0.00020123 | 0 | 5.8742e-05 | 0.00011416 | 0 | 0.08807 | 0.0752 | 0.0001 | 0.175 | 0.034965 | 0
2302 | 1 | 0.00011189 | 0.0002131 | 0 | 3.7595e-05 | 0.00011416 | 0 | 0.11129 | 0.0742 | 0.0001 | 0.175 | 0.027752 | 0
2303 | 1 | 0.00010978 | 0.00022453 | 0 | 2.3497e-05 | 0.00011416 | 0 | 0.10408 | 0.0797 | 0.0001 | 0.175 | 0.013088 | 0
2304 | 1 | 8.7603e-05 | 0.00023543 | 0 | 9.3987e-06 | 0.00011416 | 0 | 0.084067 | 0.0742 | 0.0001 | 0.175 | 0.0013373 | 0
2305 | 1 | 6.771e-05 | 0.00024756 | 0 | 5.8742e-06 | 0.00011416 | 0 | 0.080865 | 0.0499 | 0.0001 | 0.175 | 0.0087032 | 0
2306 | 1 | 5.3497e-05 | 0.00026056 | 0 | 2.3497e-06 | 0.00011416 | 0 | 0.089672 | 0.0223 | 0.0001 | 0.175 | 0.046912 | 0
2307 | 1 | 4.8584e-05 | 0.00027203 | 0 | 1.1748e-06 | 0.00011416 | 0 | 0.08727 | 0.0062 | 0.0001 | 0.175 | 0.057314 | 0
2308 | 1 | 5.2249e-05 | 0.00028051 | 0 | 1.4098e-05 | 0.00011416 | 0 | 0.059247 | 0.0027 | 0.0001 | 0.18333 | 0.038394 | 0
2309 | 1 | 7.0498e-05 | 0.00028721 | 0 | 3.7595e-05 | 0.00011416 | 0 | 0.048038 | 0.0027 | 0.0001 | 0.15833 | 0.011614 | 0
2310 | 1 | 0.00010693 | 0.00028168 | 0 | 9.3987e-05 | 0.00011416 | 0 | 0.02482 | 0.0061 | 0.0001 | 0.175 | 0.00086555 | 0
2311 | 1 | 0.00013043 | 0.00022952 | 0 | 0.0001821 | 0.00011416 | 0.030442 | 0.015212 | 0.0113 | 0.0001 | 0.175 | 0.00017275 | 0.030442
2312 | 1 | 0.00015556 | 0.00019353 | 0 | 0.0001586 | 0.00011416 | 0.14608 | 0.014412 | 0.0151 | 0.0001 | 0.175 | 0.012279 | 0.14608
2313 | 1 | 0.00017235 | 0.00013629 | 0 | 0.00014685 | 0.00011416 | 0.52966 | 0.033627 | 0.0247 | 0.0001 | 0.125 | 0.026338 | 0.52966
2314 | 1 | 0.0001779 | 0.00010024 | 0 | 0.00016448 | 0.00011416 | 0.77021 | 0.0088071 | 0.0342 | 0.0001 | 0.1 | 0.022319 | 0.77021
2315 | 1 | 0.00017902 | 7.9578e-05 | 0 | 0.00018797 | 0.00011416 | 0.88871 | 0.0032026 | 0.0442 | 0.0001 | 0.15 | 0.011505 | 0.88871
2316 | 1 | 0.00017374 | 6.3592e-05 | 0 | 0.00020677 | 0.00011416 | 0.72658 | 0.0056045 | 0.053 | 0.0001 | 0.175 | 0.0013373 | 0.72658
2317 | 1 | 0.00016901 | 5.2301e-05 | 0 | 0.00018797 | 0.00011416 | 0.53099 | 0.0072058 | 0.0577 | 0.0001 | 0.19167 | 0.0059748 | 0.53099
2318 | 1 | 0.00016759 | 4.6054e-05 | 0 | 0.00019032 | 0.00011416 | 0.41352 | 0.010408 | 0.0568 | 0.0001 | 0.175 | 0.034368 | 0.41352
2319 | 1 | 0.00016295 | 4.6542e-05 | 0 | 0.00021382 | 0.00011416 | 0.59734 | 0.014412 | 0.0461 | 0.0001 | 0.19167 | 0.041482 | 0.59734
2320 | 1 | 0.00015655 | 5.4134e-05 | 0 | 0.00022322 | 0.00011416 | 0.19781 | 0.016013 | 0.0318 | 0.0001 | 0.19167 | 0.028332 | 0.19781
2321 | 1 | 0.00015131 | 7.1114e-05 | 0 | 0.00022322 | 0.00011416 | 0.031579 | 0.019215 | 0.0188 | 0.0001 | 0.19167 | 0.0086474 | 0.031579
2322 | 1 | 0.00014314 | 0.00010806 | 0 | 0.00016448 | 0.00011416 | 0.014664 | 0.023219 | 0.0092 | 0.0001 | 0.19167 | 0.00079265 | 0.014664
2323 | 1 | 0.00013201 | 0.00015547 | 0 | 0.00011748 | 0.00011416 | 0 | 0.030424 | 0.0044 | 0.0001 | 0.19167 | 4.1009e-05 | 0
2324 | 1 | 0.00013152 | 0.00017825 | 0 | 8.8113e-05 | 0.00011416 | 0 | 0.032026 | 0.0022 | 0.0001 | 0.18333 | 0.0078515 | 0
2325 | 1 | 0.00013032 | 0.00019514 | 0 | 5.8742e-05 | 0.00011416 | 0 | 0.023219 | 0.0007 | 0.0001 | 0.175 | 0.019261 | 0
2326 | 1 | 0.00012927 | 0.00020945 | 0 | 3.7595e-05 | 0.00011416 | 0 | 0.025621 | 0.0002 | 0.0001 | 0.175 | 0.017646 | 0
2327 | 1 | 0.00012668 | 0.00021879 | 0 | 2.3497e-05 | 0.00011416 | 0 | 0.029624 | 0.0001 | 0.0001 | 0.18333 | 0.010054 | 0
2328 | 1 | 0.00010525 | 0.00022032 | 0 | 9.3987e-06 | 0.00011416 | 0 | 0.031225 | 0 | 0.0001 | 0.18333 | 0.0013373 | 0
2329 | 1 | 8.2338e-05 | 0.00021854 | 0 | 5.8742e-06 | 0.00011416 | 0 | 0.023219 | 0 | 0.0001 | 0.18333 | 0.0050674 | 0
2330 | 1 | 6.6369e-05 | 0.0002166 | 0 | 2.3497e-06 | 0.00011416 | 0 | 0.01201 | 0 | 0.0001 | 0.175 | 0.030055 | 0
2331 | 1 | 6.5743e-05 | 0.00021681 | 0 | 1.1748e-06 | 0.00011416 | 0 | 0.0064051 | 0 | 0.0001 | 0.175 | 0.036072 | 0
2332 | 1 | 6.854e-05 | 0.00022116 | 0 | 1.4098e-05 | 0.00011416 | 0 | 0.0040032 | 0 | 0.0001 | 0.175 | 0.024859 | 0
2333 | 1 | 8.6283e-05 | 0.00022585 | 0 | 3.7595e-05 | 0.00011416 | 0 | 0.0032026 | 0 | 0.0001 | 0.175 | 0.0076188 | 0
2334 | 1 | 0.00011849 | 0.00022732 | 0 | 9.3987e-05 | 0.00011416 | 0 | 0.0016013 | 0 | 0.0001 | 0.175 | 0.00076468 | 0
2335 | 1 | 0.00013424 | 0.00021261 | 0 | 0.0001821 | 0.00011416 | 0.044805 | 0.00080064 | 0.0003 | 0.0001 | 0.16667 | 1.7578e-05 | 0.044805
2336 | 1 | 0.00015328 | 0.00019146 | 0 | 0.0001586 | 0.00011416 | 0.24202 | 0.0016013 | 0.0003 | 0.0001 | 0.16667 | 0.0064322 | 0.24202
2337 | 1 | 0.00016691 | 0.00016172 | 0 | 0.00014685 | 0.00011416 | 0.49727 | 0.0024019 | 0.0006 | 0.0001 | 0.16667 | 0.01683 | 0.49727
2338 | 1 | 0.00017394 | 0.00012738 | 0 | 0.00016448 | 0.00011416 | 0.7226 | 0.00080064 | 0.001 | 0.0001 | 0.16667 | 0.015976 | 0.7226
2339 | 1 | 0.00018283 | 8.0276e-05 | 0 | 0.00018797 | 0.00011416 | 0.86194 | 0.00080064 | 0.0018 | 0.0001 | 0.16667 | 0.00951 | 0.86194
2340 | 1 | 0.00017601 | 4.9963e-05 | 0 | 0.00020677 | 0.00011416 | 0.69947 | 0.00080064 | 0.0022 | 0.0001 | 0.16667 | 0.0013373 | 0.69947
2341 | 1 | 0.00017342 | 3.8515e-05 | 0 | 0.00018797 | 0.00011416 | 0.26779 | 0.0056045 | 0.0037 | 0.0001 | 0.16667 | 0.0055087 | 0.26779
2342 | 1 | 0.0001673 | 3.3018e-05 | 0 | 0.00019032 | 0.00011416 | 0.50701 | 0.014412 | 0.0059 | 0.0001 | 0.175 | 0.032163 | 0.50701
2343 | 1 | 0.00016468 | 3.2547e-05 | 0 | 0.00021382 | 0.00011416 | 0.39012 | 0.020817 | 0.0081 | 0.0001 | 0.18333 | 0.038714 | 0.39012
2344 | 1 | 0.00015973 | 3.8236e-05 | 0 | 0.00022322 | 0.00011416 | 0.39362 | 0.021617 | 0.0151 | 0.0001 | 0.18333 | 0.026558 | 0.39362
2345 | 1 | 0.00015577 | 5.1045e-05 | 0 | 0.00022322 | 0.00011416 | 0.23212 | 0.026421 | 0.0305 | 0.0001 | 0.18333 | 0.0081223 | 0.23212
2346 | 1 | 0.00014714 | 8.8652e-05 | 0 | 0.00016448 | 0.00011416 | 0.04641 | 0.044035 | 0.0567 | 0.0001 | 0.18333 | 0.00077858 | 0.04641
2347 | 1 | 0.00013504 | 0.00013586 | 0 | 0.00011748 | 0.00011416 | 0 | 0.057646 | 0.0888 | 0.0001 | 0.175 | 2.7661e-05 | 0
2348 | 1 | 0.00013311 | 0.00015443 | 0 | 8.8113e-05 | 0.00011416 | 0 | 0.076061 | 0.1164 | 0.0001 | 0.16667 | 0.0071183 | 0
2349 | 1 | 0.00013389 | 0.000168 | 0 | 5.8742e-05 | 0.00011416 | 0 | 0.10408 | 0.1275 | 0.0001 | 0.16667 | 0.018018 | 0
2350 | 1 | 0.00013341 | 0.00018018 | 0 | 3.7595e-05 | 0.00011416 | 0 | 0.11129 | 0.1312 | 0.0001 | 0.16667 | 0.016797 | 0
2351 | 1 | 0.0001246 | 0.00019127 | 0 | 2.3497e-05 | 0.00011416 | 0 | 0.06245 | 0.1298 | 0.0001 | 0.16667 | 0.0097796 | 0
2352 | 1 | 9.4475e-05 | 0.00020151 | 0 | 9.3987e-06 | 0.00011416 | 0 | 0.060849 | 0.1189 | 0.0001 | 0.16667 | 0.0013373 | 0
2353 | 1 | 7.5047e-05 | 0.00021051 | 0 | 5.8742e-06 | 0.00011416 | 0 | 0.063251 | 0.0947 | 0.0001 | 0.16667 | 0.0081022 | 0
2354 | 1 | 6.0227e-05 | 0.00021835 | 0 | 2.3497e-06 | 0.00011416 | 0 | 0.06245 | 0.0655 | 0.0001 | 0.16667 | 0.044193 | 0
2355 | 1 | 5.7953e-05 | 0.00022524 | 0 | 1.1748e-06 | 0.00011416 | 0 | 0.081665 | 0.0417 | 0.0001 | 0.15833 | 0.053873 | 0
2356 | 1 | 6.0788e-05 | 0.00023074 | 0 | 1.4098e-05 | 0.00011416 | 0 | 0.092074 | 0.0236 | 0.0001 | 0.15833 | 0.036217 | 0
2357 | 1 | 7.6374e-05 | 0.00023442 | 0 | 3.7595e-05 | 0.00011416 | 0 | 0.11129 | 0.0122 | 0.0001 | 0.15833 | 0.010974 | 0
2358 | 1 | 0.00011208 | 0.00022392 | 0 | 9.3987e-05 | 0.00011416 | 0 | 0.11769 | 0.0055 | 0.0001 | 0.15833 | 0.00085063 | 0
2359 | 1 | 0.00013459 | 0.00017671 | 0 | 0.0001821 | 0.00011416 | 0.060762 | 0.11449 | 0.0024 | 0.0001 | 0.15 | 0.00013621 | 0.060762
2360 | 1 | 0.00015542 | 0.00014116 | 0 | 0.0001586 | 0.00011416 | 0.27328 | 0.11769 | 0.0006 | 0.0001 | 0.125 | 0.011287 | 0.27328
2361 | 1 | 0.0001707 | 8.8251e-05 | 0 | 0.00014685 | 0.00011416 | 0.52819 | 0.07446 | 0.0016 | 0.0001 | 0.11667 | 0.024803 | 0.52819
2362 | 1 | 0.00017823 | 3.8829e-05 | 0 | 0.00016448 | 0.00011416 | 0.75078 | 0.016013 | 0.0069 | 0.0001 | 0.13333 | 0.021325 | 0.75078
2363 | 1 | 0.00018375 | 7.3121e-06 | 0 | 0.00018797 | 0.00011416 | 0.90998 | 0.0088071 | 0.0061 | 0.0001 | 0.15 | 0.011204 | 0.90998
2364 | 1 | 0.00017453 | 0 | 0 | 0.00020677 | 0.00011416 | 1 | 0.0032026 | 0.0056 | 0.0001 | 0.15 | 0.0013373 | 1
2365 | 1 | 0.00017072 | 0 | 0 | 0.00018797 | 0.00011416 | 0.99246 | 0.0016013 | 0.0137 | 0.0001 | 0.14167 | 0.012157 | 0.99246
2366 | 1 | 0.00016384 | 0 | 0 | 0.00019032 | 0.00011416 | 0.88865 | 0.0024019 | 0.0256 | 0.0001 | 0.16667 | 0.062188 | 0.88865
2367 | 1 | 0.00015799 | 0 | 0 | 0.00021382 | 0.00011416 | 0.70526 | 0.0024019 | 0.0312 | 0.0001 | 0.175 | 0.076735 | 0.70526
2368 | 1 | 0.00015322 | 0 | 0 | 0.00022322 | 0.00011416 | 0.44135 | 0.0024019 | 0.0317 | 0.0001 | 0.175 | 0.050594 | 0.44135
2369 | 1 | 0.00015435 | 0 | 0 | 0.00022322 | 0.00011416 | 0.24171 | 0.0040032 | 0.0321 | 0.0001 | 0.16667 | 0.015193 | 0.24171
2370 | 1 | 0.00014748 | 3.8742e-05 | 0 | 0.00016448 | 0.00011416 | 0.054511 | 0.010408 | 0.0315 | 0.0001 | 0.16667 | 0.00094279 | 0.054511
2371 | 1 | 0.00013565 | 7.7396e-05 | 0 | 0.00011748 | 0.00011416 | 0 | 0.016813 | 0.0306 | 0.0001 | 0.16667 | 0.00045479 | 0
2372 | 1 | 0.00013745 | 9.6907e-05 | 0 | 8.8113e-05 | 0.00011416 | 0 | 0.028022 | 0.0283 | 0.0001 | 0.16667 | 0.01812 | 0
2373 | 1 | 0.00013668 | 0.00011148 | 0 | 5.8742e-05 | 0.00011416 | 0 | 0.034428 | 0.0249 | 0.0001 | 0.16667 | 0.034965 | 0
2374 | 1 | 0.00013522 | 0.0001252 | 0 | 3.7595e-05 | 0.00011416 | 0 | 0.047238 | 0.0204 | 0.0001 | 0.16667 | 0.027752 | 0
2375 | 1 | 0.00012824 | 0.0001357 | 0 | 2.3497e-05 | 0.00011416 | 0 | 0.053643 | 0.0168 | 0.0001 | 0.16667 | 0.013088 | 0
2376 | 1 | 0.00010421 | 0.00014647 | 0 | 9.3987e-06 | 0.00011416 | 0 | 0.061649 | 0.016 | 0.0001 | 0.16667 | 0.0013373 | 0
2377 | 1 | 7.9633e-05 | 0.00015734 | 0 | 5.8742e-06 | 0.00011416 | 0 | 0.053643 | 0.0161 | 0.0001 | 0.16667 | 0.020473 | 0
2378 | 1 | 6.7442e-05 | 0.00016757 | 0 | 2.3497e-06 | 0.00011416 | 0 | 0.040032 | 0.0164 | 0.0001 | 0.16667 | 0.097428 | 0
2379 | 1 | 6.3478e-05 | 0.00017877 | 0 | 1.1748e-06 | 0.00011416 | 0 | 0.03763 | 0.0172 | 0.0001 | 0.16667 | 0.12191 | 0
2380 | 1 | 6.2375e-05 | 0.00019128 | 0 | 1.4098e-05 | 0.00011416 | 0 | 0.029624 | 0.0169 | 0.0001 | 0.16667 | 0.0786 | 0
2381 | 1 | 7.7586e-05 | 0.00020463 | 0 | 3.7595e-05 | 0.00011416 | 0 | 0.028823 | 0.0181 | 0.0001 | 0.16667 | 0.023356 | 0
2382 | 1 | 0.00010941 | 0.00020434 | 0 | 9.3987e-05 | 0.00011416 | 0 | 0.028022 | 0.0203 | 0.0001 | 0.16667 | 0.0010931 | 0
2383 | 1 | 0.00013172 | 0.00015244 | 0 | 0.0001821 | 0.00011416 | 0.050455 | 0.022418 | 0.021 | 0.0001 | 0.16667 | 0.0015239 | 0.050455
2384 | 1 | 0.00015469 | 0.0001149 | 0 | 0.0001586 | 0.00011416 | 0.23531 | 0.027222 | 0.0211 | 0.0001 | 0.16667 | 0.032819 | 0.23531
2385 | 1 | 0.00016853 | 7.3417e-05 | 0 | 0.00014685 | 0.00011416 | 0.46894 | 0.02482 | 0.0203 | 0.0001 | 0.16667 | 0.054893 | 0.46894
2386 | 1 | 0.00017585 | 1.3752e-05 | 0 | 0.00016448 | 0.00011416 | 0.66676 | 0.01201 | 0.0225 | 0.0001 | 0.16667 | 0.039629 | 0.66676
2387 | 1 | 0.00017904 | 0 | 0 | 0.00018797 | 0.00011416 | 0.80798 | 0.011209 | 0.0319 | 0.0001 | 0.16667 | 0.016293 | 0.80798
2388 | 1 | 0.00017133 | 0 | 0 | 0.00020677 | 0.00011416 | 0.8975 | 0.018415 | 0.0341 | 0.0001 | 0.16667 | 0.0013373 | 0.8975
2389 | 1 | 0.00016669 | 0 | 0 | 0.00018797 | 0.00011416 | 0.84852 | 0.02482 | 0.0353 | 0.0001 | 0.175 | 0.031913 | 0.84852
2390 | 1 | 0.00015674 | 0 | 0 | 0.00019032 | 0.00011416 | 0.74555 | 0.028823 | 0.0333 | 0.0001 | 0.16667 | 0.14396 | 0.74555
2391 | 1 | 0.00014973 | 0 | 0 | 0.00021382 | 0.00011416 | 0.55639 | 0.036029 | 0.0293 | 0.0001 | 0.16667 | 0.18203 | 0.55639
2392 | 1 | 0.00014244 | 0 | 0 | 0.00022322 | 0.00011416 | 0.42674 | 0.03763 | 0.0304 | 0.0001 | 0.15 | 0.1154 | 0.42674
2393 | 1 | 0.0001423 | 0 | 0 | 0.00022322 | 0.00011416 | 0.17796 | 0.068054 | 0.0415 | 0.0001 | 0.13333 | 0.03402 | 0.17796
2394 | 1 | 0.00014195 | 0 | 0 | 0.00016448 | 0.00011416 | 0.021027 | 0.1289 | 0.0673 | 0.0001 | 0.13333 | 0.0012587 | 0.021027
2395 | 1 | 0.00012786 | 3.8899e-05 | 0 | 0.00011748 | 0.00011416 | 0 | 0.11849 | 0.1012 | 0.0001 | 0.13333 | 0.0035994 | 0
2396 | 1 | 0.00012416 | 6.1533e-05 | 0 | 8.8113e-05 | 0.00011416 | 0 | 0.10328 | 0.1387 | 0.0001 | 0.15 | 0.053873 | 0
2397 | 1 | 0.0001279 | 7.7972e-05 | 0 | 5.8742e-05 | 0.00011416 | 0 | 0.16894 | 0.1729 | 0.0001 | 0.14167 | 0.081237 | 0
2398 | 1 | 0.00012946 | 8.9734e-05 | 0 | 3.7595e-05 | 0.00011416 | 0 | 0.29544 | 0.2194 | 0.0001 | 0.15 | 0.054488 | 0
2399 | 1 | 0.00012082 | 9.8826e-05 | 0 | 2.3497e-05 | 0.00011416 | 0 | 0.38511 | 0.3043 | 0.0001 | 0.15 | 0.019982 | 0
2400 | 1 | 9.1978e-05 | 0.00010989 | 0 | 9.3987e-06 | 0.00011416 | 0 | 0.44836 | 0.3927 | 0.0001 | 0.15 | 0.0013373 | 0
2401 | 1 | 6.9301e-05 | 0.00012164 | 0 | 5.8742e-06 | 0.00011416 | 0 | 0.52122 | 0.4532 | 0.0001 | 0.15833 | 0.048895 | 0
2402 | 1 | 5.1562e-05 | 0.00012944 | 0 | 2.3497e-06 | 0.00011416 | 0 | 0.46837 | 0.4329 | 0.0001 | 0.15 | 0.21082 | 0
2403 | 1 | 4.2454e-05 | 0.00013514 | 0 | 1.1748e-06 | 0.00011416 | 0 | 0.40272 | 0.3893 | 0.0001 | 0.125 | 0.26898 | 0
2404 | 1 | 3.6281e-05 | 0.0001405 | 0 | 1.4098e-05 | 0.00011416 | 0 | 0.31625 | 0.3466 | 0.0001 | 0.125 | 0.16807 | 0
2405 | 1 | 4.2869e-05 | 0.00013977 | 0 | 3.7595e-05 | 0.00011416 | 0 | 0.32666 | 0.3636 | 0.0001 | 0.125 | 0.049205 | 0
2406 | 1 | 5.5514e-05 | 0.00013146 | 0 | 9.3987e-05 | 0.00011416 | 0 | 0.43795 | 0.4309 | 0.0001 | 0.15 | 0.0014614 | 0
2407 | 1 | 6.4587e-05 | 0.00010771 | 0 | 0.0001821 | 0.00011416 | 0 | 0.42754 | 0.5264 | 0.0001 | 0.15833 | 0.0074916 | 0
2408 | 1 | 9.1616e-05 | 8.1602e-05 | 0 | 0.0001586 | 0.00011416 | 0 | 0.42354 | 0.6502 | 0.0001 | 0.15833 | 0.086105 | 0
2409 | 1 | 0.00011517 | 6.614e-05 | 0 | 0.00014685 | 0.00011416 | 0 | 0.44676 | 0.6909 | 0.0001 | 0.15833 | 0.11912 | 0
2410 | 1 | 0.00012991 | 5.71e-05 | 0 | 0.00016448 | 0.00011416 | 0 | 0.42834 | 0.6896 | 0.0001 | 0.15833 | 0.0749 | 0
2411 | 1 | 0.00013323 | 4.6926e-05 | 0 | 0.00018797 | 0.00011416 | 0 | 0.43715 | 0.7002 | 0.0001 | 0.14167 | 0.024691 | 0
2412 | 1 | 0.00013631 | 3.7747e-05 | 0 | 0.00020677 | 0.00011416 | 0 | 0.4948 | 0.7258 | 0.0001 | 0.10833 | 0.0013373 | 0
2413 | 1 | 0.0001266 | 2.9301e-05 | 0 | 0.00018797 | 0.00011416 | 0 | 0.58287 | 0.7086 | 0.0001 | 0.1 | 0.06616 | 0
2414 | 1 | 0.00011712 | 2.8096e-05 | 0 | 0.00019032 | 0.00011416 | 0 | 0.57486 | 0.6503 | 0.0001 | 0.1 | 0.27718 | 0
2415 | 1 | 0.00011329 | 3.5025e-05 | 0 | 0.00021382 | 0.00011416 | 0 | 0.57886 | 0.5692 | 0.0001 | 0.13333 | 0.3557 | 0
2416 | 1 | 0.00011123 | 5.0085e-05 | 0 | 0.00022322 | 0.00011416 | 0 | 0.50761 | 0.3477 | 0.0001 | 0.125 | 0.2202 | 0
2417 | 1 | 0.00011023 | 7.2475e-05 | 0 | 0.00022322 | 0.00011416 | 0.015667 | 0.38591 | 0.1145 | 0.0001 | 0.13333 | 0.06418 | 0.015667
2418 | 1 | 0.00011015 | 0.0001012 | 0 | 0.00016448 | 0.00011416 | 0.00079114 | 0.22738 | 0.0278 | 0.0001 | 0.13333 | 0.0016383 | 0.00079114
2419 | 1 | 0.00010095 | 0.00014289 | 0 | 0.00011748 | 0.00011416 | 0 | 0.1249 | 0.0289 | 0.0001 | 0.13333 | 0.012104 | 0
2420 | 1 | 9.705e-05 | 0.00016596 | 0 | 8.8113e-05 | 0.00011416 | 0 | 0.051241 | 0.0581 | 0.0001 | 0.13333 | 0.11961 | 0
2421 | 1 | 9.5387e-05 | 0.00018032 | 0 | 5.8742e-05 | 0.00011416 | 0 | 0.021617 | 0.1178 | 0.0001 | 0.15 | 0.15676 | 0
2422 | 1 | 9.2412e-05 | 0.00019338 | 0 | 3.7595e-05 | 0.00011416 | 0 | 0.011209 | 0.1923 | 0.0001 | 0.15 | 0.094484 | 0
2423 | 1 | 8.6617e-05 | 0.00020701 | 0 | 2.3497e-05 | 0.00011416 | 0 | 0.033627 | 0.2222 | 0.0001 | 0.15 | 0.02895 | 0
2424 | 1 | 6.4076e-05 | 0.00021545 | 0 | 9.3987e-06 | 0.00011416 | 0 | 0.068054 | 0.2198 | 0.0001 | 0.15 | 0.0013373 | 0
2425 | 1 | 4.8642e-05 | 0.00021763 | 0 | 5.8742e-06 | 0.00011416 | 0 | 0.10328 | 0.2072 | 0.0001 | 0.15833 | 0.089964 | 0
2426 | 1 | 3.6029e-05 | 0.00021455 | 0 | 2.3497e-06 | 0.00011416 | 0 | 0.1233 | 0.1823 | 0.0001 | 0.15833 | 0.36702 | 0
2427 | 1 | 3.1306e-05 | 0.00020873 | 0 | 1.1748e-06 | 0.00011416 | 0 | 0.1209 | 0.1698 | 0.0001 | 0.15833 | 0.47351 | 0
2428 | 1 | 3.0336e-05 | 0.00020716 | 0 | 1.4098e-05 | 0.00011416 | 0 | 0.11369 | 0.1542 | 0.0001 | 0.15833 | 0.2906 | 0
2429 | 1 | 3.3335e-05 | 0.0002099 | 0 | 3.7595e-05 | 0.00011416 | 0 | 0.11289 | 0.1365 | 0.0001 | 0.15833 | 0.084345 | 0
2430 | 1 | 3.5809e-05 | 0.00021092 | 0 | 9.3987e-05 | 0.00011416 | 0 | 0.1193 | 0.13 | 0.0001 | 0.15833 | 0.0018538 | 0
2431 | 1 | 3.6601e-05 | 0.00020001 | 0 | 0.0001821 | 0.00011416 | 0.065821 | 0.1209 | 0.1433 | 0.0001 | 0.15833 | 0.019201 | 0.065821
2432 | 1 | 5.7373e-05 | 0.00017184 | 0 | 0.0001586 | 0.00011416 | 0.25933 | 0.096077 | 0.1666 | 0.0001 | 0.15833 | 0.16657 | 0.25933
2433 | 1 | 7.7876e-05 | 0.00012989 | 0 | 0.00014685 | 0.00011416 | 0.4844 | 0.047238 | 0.2062 | 0.0001 | 0.13333 | 0.20773 | 0.4844
2434 | 1 | 9.0545e-05 | 8.8774e-05 | 0 | 0.00016448 | 0.00011416 | 0.58012 | 0.048839 | 0.2714 | 0.0001 | 0.13333 | 0.12029 | 0.58012
2435 | 1 | 9.9055e-05 | 6.4762e-05 | 0 | 0.00018797 | 0.00011416 | 0.88678 | 0.091273 | 0.342 | 0.0001 | 0.13333 | 0.034298 | 0.88678
2436 | 1 | 0.00010398 | 4.6682e-05 | 0 | 0.00020677 | 0.00011416 | 0.96708 | 0.15452 | 0.4272 | 0.0001 | 0.13333 | 0.0013373 | 0.96708
2437 | 1 | 9.4313e-05 | 3.047e-05 | 0 | 0.00018797 | 0.00011416 | 0.96275 | 0.18175 | 0.5107 | 0.0001 | 0.13333 | 0.1154 | 0.96275
2438 | 1 | 8.2343e-05 | 1.8638e-05 | 0 | 0.00019032 | 0.00011416 | 0.87753 | 0.22738 | 0.5914 | 0.0001 | 0.13333 | 0.46157 | 0.87753
2439 | 1 | 7.8171e-05 | 1.3193e-05 | 0 | 0.00021382 | 0.00011416 | 0.72118 | 0.28423 | 0.6337 | 0.0001 | 0.14167 | 0.59791 | 0.72118
2440 | 1 | 7.1916e-05 | 1.4764e-05 | 0 | 0.00022322 | 0.00011416 | 0.5046 | 0.32346 | 0.6685 | 0.0001 | 0.13333 | 0.36456 | 0.5046
2441 | 1 | 7.3306e-05 | 2.4641e-05 | 0 | 0.00022322 | 0.00011416 | 0.25021 | 0.35869 | 0.6985 | 0.0001 | 0.13333 | 0.10548 | 0.25021
2442 | 1 | 8.0081e-05 | 5.1184e-05 | 0 | 0.00016448 | 0.00011416 | 0.034197 | 0.39392 | 0.7199 | 0.0001 | 0.13333 | 0.0020606 | 0.034197
2443 | 1 | 8.0836e-05 | 8.5912e-05 | 0 | 0.00011748 | 0.00011416 | 0 | 0.38831 | 0.735 | 0.0001 | 0.14167 | 0.027465 | 0
2444 | 1 | 9.0352e-05 | 9.6924e-05 | 0 | 8.8113e-05 | 0.00011416 | 0 | 0.33307 | 0.7593 | 0.0001 | 0.15 | 0.21744 | 0
2445 | 1 | 9.6184e-05 | 0.00010724 | 0 | 5.8742e-05 | 0.00011416 | 0 | 0.35949 | 0.7708 | 0.0001 | 0.15 | 0.26141 | 0
2446 | 1 | 9.1706e-05 | 0.00011821 | 0 | 3.7595e-05 | 0.00011416 | 0 | 0.40592 | 0.6839 | 0.0001 | 0.15 | 0.14684 | 0
2447 | 1 | 8.1953e-05 | 0.00012938 | 0 | 2.3497e-05 | 0.00011416 | 0 | 0.42914 | 0.5575 | 0.0001 | 0.125 | 0.039572 | 0
2448 | 1 | 5.8359e-05 | 0.00013916 | 0 | 9.3987e-06 | 0.00011416 | 0 | 0.43315 | 0.3971 | 0.0001 | 0.1 | 0.0013373 | 0
2449 | 1 | 4.7657e-05 | 0.00014287 | 0 | 5.8742e-06 | 0.00011416 | 0 | 0.39632 | 0.2606 | 0.0001 | 0.1 | 0.13735 | 0
2450 | 1 | 3.8915e-05 | 0.00014917 | 0 | 2.3497e-06 | 0.00011416 | 0 | 0.29864 | 0.1425 | 0.0001 | 0.14167 | 0.54226 | 0
2451 | 1 | 3.5111e-05 | 0.00016013 | 0 | 1.1748e-06 | 0.00011416 | 0 | 0.20496 | 0.0699 | 0.0001 | 0.15 | 0.70429 | 0
2452 | 1 | 3.7958e-05 | 0.00017833 | 0 | 1.4098e-05 | 0.00011416 | 0 | 0.1241 | 0.0244 | 0.0001 | 0.15 | 0.42759 | 0
2453 | 1 | 5.3251e-05 | 0.00019643 | 0 | 3.7595e-05 | 0.00011416 | 0 | 0.048038 | 0.0094 | 0.0001 | 0.14167 | 0.12346 | 0
2454 | 1 | 9.3832e-05 | 0.00019504 | 0 | 9.3987e-05 | 0.00011416 | 0 | 0.024019 | 0.0046 | 0.0001 | 0.11667 | 0.0022254 | 0
2455 | 1 | 0.00012188 | 0.00016645 | 0 | 0.0001821 | 0.00011416 | 0.041262 | 0.015212 | 0.0016 | 0.0001 | 0.11667 | 0.035018 | 0.041262
2456 | 1 | 0.00014598 | 0.00014305 | 0 | 0.0001586 | 0.00011416 | 0.06776 | 0.0080064 | 0.0001 | 0.0001 | 0.1 | 0.26174 | 0.06776
2457 | 1 | 0.00016553 | 0.00011452 | 0 | 0.00014685 | 0.00011416 | 0.032515 | 0.0048038 | 0.0006 | 0.0001 | 0.091667 | 0.30723 | 0.032515
2458 | 1 | 0.00017792 | 8.8984e-05 | 0 | 0.00016448 | 0.00011416 | 0.036582 | 0.0040032 | 0.0044 | 0.0001 | 0.10833 | 0.16913 | 0.036582
2459 | 1 | 0.00018744 | 6.8636e-05 | 0 | 0.00018797 | 0.00011416 | 0.0074211 | 0.0048038 | 0.0072 | 0.0001 | 0.11667 | 0.043863 | 0.0074211
2460 | 1 | 0.00018373 | 5.3994e-05 | 0 | 0.00020677 | 0.00011416 | 0.034242 | 0.018415 | 0.0097 | 0.0001 | 0.11667 | 0.0013373 | 0.034242
2461 | 1 | 0.00018121 | 4.4187e-05 | 0 | 0.00018797 | 0.00011416 | 0.1258 | 0.014412 | 0.0098 | 0.0001 | 0.13333 | 0.17522 | 0.1258
2462 | 1 | 0.0001738 | 3.9475e-05 | 0 | 0.00019032 | 0.00011416 | 0.11507 | 0.032826 | 0.0066 | 0.0001 | 0.13333 | 0.68011 | 0.11507
2463 | 1 | 0.00016746 | 3.937e-05 | 0 | 0.00021382 | 0.00011416 | 0.10316 | 0.044836 | 0.003 | 0.0001 | 0.10833 | 0.88643 | 0.10316
2464 | 1 | 0.00015841 | 4.3628e-05 | 0 | 0.00022322 | 0.00011416 | 0.13483 | 0.040032 | 0.0009 | 0.0001 | 0.1 | 0.53514 | 0.13483
2465 | 1 | 0.00015433 | 5.4291e-05 | 0 | 0.00022322 | 0.00011416 | 0.15791 | 0.036029 | 0 | 0.0001 | 0.10833 | 0.15409 | 0.15791
2466 | 1 | 0.00015061 | 8.0066e-05 | 0 | 0.00016448 | 0.00011416 | 0.024392 | 0.032026 | 0 | 0.0001 | 0.11667 | 0.0024886 | 0.024392
2467 | 1 | 0.00013722 | 0.0001152 | 0 | 0.00011748 | 0.00011416 | 0 | 0.018415 | 0.0052 | 0.0001 | 0.125 | 0.048763 | 0
2468 | 1 | 0.00013578 | 0.00012348 | 0 | 8.8113e-05 | 0.00011416 | 0 | 0.011209 | 0.0311 | 0.0001 | 0.10833 | 0.33888 | 0
2469 | 1 | 0.00013783 | 0.00012999 | 0 | 5.8742e-05 | 0.00011416 | 0 | 0.010408 | 0.0618 | 0.0001 | 0.091667 | 0.38553 | 0
2470 | 1 | 0.00013568 | 0.00014327 | 0 | 3.7595e-05 | 0.00011416 | 0 | 0.0072058 | 0.0921 | 0.0001 | 0.083333 | 0.20663 | 0
2471 | 1 | 0.00012145 | 0.00016137 | 0 | 2.3497e-05 | 0.00011416 | 0 | 0.0072058 | 0.1228 | 0.0001 | 0.1 | 0.050866 | 0
2472 | 1 | 9.2605e-05 | 0.00017959 | 0 | 9.3987e-06 | 0.00011416 | 0 | 0.017614 | 0.1501 | 0.0001 | 0.125 | 0.0013373 | 0
2473 | 1 | 7.1771e-05 | 0.00018476 | 0 | 5.8742e-06 | 0.00011416 | 0 | 0.048839 | 0.1737 | 0.0001 | 0.13333 | 0.17981 | 0
2474 | 1 | 6.0547e-05 | 0.00018013 | 0 | 2.3497e-06 | 0.00011416 | 0 | 0.084868 | 0.1957 | 0.0001 | 0.13333 | 0.69673 | 0
2475 | 1 | 6.0734e-05 | 0.00017196 | 0 | 1.1748e-06 | 0.00011416 | 0 | 0.13771 | 0.2158 | 0.0001 | 0.13333 | 0.90842 | 0
2476 | 1 | 6.3122e-05 | 0.00016544 | 0 | 1.4098e-05 | 0.00011416 | 0 | 0.20256 | 0.2257 | 0.0001 | 0.10833 | 0.5481 | 0
2477 | 1 | 7.7089e-05 | 0.00016484 | 0 | 3.7595e-05 | 0.00011416 | 0 | 0.26181 | 0.2232 | 0.0001 | 0.091667 | 0.15777 | 0
2478 | 1 | 0.00010892 | 0.00016067 | 0 | 9.3987e-05 | 0.00011416 | 0 | 0.30504 | 0.212 | 0.0001 | 0.083333 | 0.0025191 | 0
2479 | 1 | 0.00012818 | 0.00013479 | 0 | 0.0001821 | 0.00011416 | 0.086212 | 0.33066 | 0.2026 | 0.0001 | 0.083333 | 0.050481 | 0.086212
2480 | 1 | 0.00015394 | 9.5598e-05 | 0 | 0.0001586 | 0.00011416 | 0.29543 | 0.31785 | 0.1821 | 0.0001 | 0.091667 | 0.34828 | 0.29543
2481 | 1 | 0.00016735 | 4.7886e-05 | 0 | 0.00014685 | 0.00011416 | 0.5178 | 0.18655 | 0.1858 | 0.0001 | 0.091667 | 0.39498 | 0.5178
2482 | 1 | 0.00017355 | 4.6769e-06 | 0 | 0.00016448 | 0.00011416 | 0.67901 | 0.1281 | 0.2157 | 0.0001 | 0.1 | 0.21111 | 0.67901
2483 | 1 | 0.00017858 | 0 | 0 | 0.00018797 | 0.00011416 | 0.86211 | 0.14171 | 0.2435 | 0.0001 | 0.041667 | 0.051687 | 0.86211
2484 | 1 | 0.0001676 | 0 | 0 | 0.00020677 | 0.00011416 | 0.88869 | 0.18255 | 0.2728 | 0.0001 | 0.13333 | 0.0013373 | 0.88869
2485 | 1 | 0.00016222 | 0 | 0 | 0.00018797 | 0.00011416 | 0.83768 | 0.21617 | 0.2994 | 0.0001 | 0.13333 | 0.17981 | 0.83768
2486 | 1 | 0.00015772 | 0 | 0 | 0.00019032 | 0.00011416 | 0.75028 | 0.27302 | 0.3295 | 0.0001 | 0.1 | 0.69673 | 0.75028
2487 | 1 | 0.00015417 | 0 | 0 | 0.00021382 | 0.00011416 | 0.65156 | 0.29143 | 0.3632 | 0.0001 | 0.1 | 0.90842 | 0.65156
2488 | 1 | 0.00015278 | 0 | 0 | 0.00022322 | 0.00011416 | 0.45561 | 0.28583 | 0.3755 | 0.0001 | 0.083333 | 0.5481 | 0.45561
2489 | 1 | 0.00015105 | 0 | 0 | 0.00022322 | 0.00011416 | 0.24713 | 0.28183 | 0.3827 | 0.0001 | 0.075 | 0.15777 | 0.24713
2490 | 1 | 0.0001475 | 7.504e-07 | 0 | 0.00016448 | 0.00011416 | 0.074835 | 0.2562 | 0.4183 | 0.0001 | 0.091667 | 0.0025191 | 0.074835
2491 | 1 | 0.00013245 | 5.7903e-05 | 0 | 0.00011748 | 0.00011416 | 0 | 0.18815 | 0.4449 | 0.0001 | 0.125 | 0.050481 | 0
2492 | 1 | 0.00012992 | 8.1393e-05 | 0 | 8.8113e-05 | 0.00011416 | 0 | 0.16573 | 0.4397 | 0.0001 | 0.13333 | 0.34828 | 0
2493 | 1 | 0.00013414 | 9.5755e-05 | 0 | 5.8742e-05 | 0.00011416 | 0 | 0.17294 | 0.409 | 0.0001 | 0.066667 | 0.39498 | 0
2494 | 1 | 0.00013356 | 0.00010849 | 0 | 3.7595e-05 | 0.00011416 | 0 | 0.16813 | 0.3856 | 0.0001 | 0.05 | 0.21111 | 0
2495 | 1 | 0.00011775 | 0.00012019 | 0 | 2.3497e-05 | 0.00011416 | 0 | 0.16253 | 0.3606 | 0.0001 | 0.11667 | 0.051687 | 0
2496 | 1 | 8.447e-05 | 0.00013193 | 0 | 9.3987e-06 | 0.00011416 | 0 | 0.10248 | 0.3371 | 0.0001 | 0.125 | 0.0013373 | 0
2497 | 1 | 6.333e-05 | 0.00014259 | 0 | 5.8742e-06 | 0.00011416 | 0 | 0.080865 | 0.3165 | 0.0001 | 0.11667 | 0.1707 | 0
2498 | 1 | 4.9619e-05 | 0.00015046 | 0 | 2.3497e-06 | 0.00011416 | 0 | 0.073659 | 0.2921 | 0.0001 | 0.10833 | 0.66376 | 0
2499 | 1 | 4.7179e-05 | 0.00015567 | 0 | 1.1748e-06 | 0.00011416 | 0 | 0.07526 | 0.2578 | 0.0001 | 0.10833 | 0.8648 | 0
2500 | 1 | 5.0324e-05 | 0.00015991 | 0 | 1.4098e-05 | 0.00011416 | 0 | 0.076861 | 0.2185 | 0.0001 | 0.10833 | 0.52239 | 0
2501 | 1 | 6.5682e-05 | 0.00016415 | 0 | 3.7595e-05 | 0.00011416 | 0 | 0.071257 | 0.1919 | 0.0001 | 0.10833 | 0.15046 | 0
2502 | 1 | 9.5504e-05 | 0.00014537 | 0 | 9.3987e-05 | 0.00011416 | 0 | 0.067254 | 0.1842 | 0.0001 | 0.125 | 0.0024584 | 0
2503 | 1 | 0.00012527 | 8.4429e-05 | 0 | 0.0001821 | 0.00011416 | 0.10129 | 0.07526 | 0.1784 | 0.0001 | 0.125 | 0.047084 | 0.10129
2504 | 1 | 0.00015393 | 4.7275e-05 | 0 | 0.0001586 | 0.00011416 | 0.33091 | 0.08807 | 0.168 | 0.0001 | 0.11667 | 0.32965 | 0.33091
2505 | 1 | 0.00017152 | 4.1883e-06 | 0 | 0.00014685 | 0.00011416 | 0.56694 | 0.057646 | 0.161 | 0.0001 | 0.10833 | 0.37624 | 0.56694
2506 | 1 | 0.000175 | 0 | 0 | 0.00016448 | 0.00011416 | 0.77023 | 0.018415 | 0.1528 | 0.0001 | 0.083333 | 0.20222 | 0.77023
2507 | 1 | 0.00017931 | 0 | 0 | 0.00018797 | 0.00011416 | 0.87942 | 0.018415 | 0.136 | 0.0001 | 0.05 | 0.050053 | 0.87942
2508 | 1 | 0.00017135 | 0 | 0 | 0.00020677 | 0.00011416 | 0.97247 | 0.024019 | 0.127 | 0.0001 | 0.058333 | 0.0013373 | 0.97247
2509 | 1 | 0.00016837 | 0 | 1.9398e-05 | 0.00018797 | 0.00011416 | 0.95044 | 0.041633 | 0.1156 | 0.0001 | 0.083333 | 0.15763 | 0.95044
2510 | 1 | 0.00016392 | 0 | 0.00016904 | 0.00019032 | 0.00011416 | 0.82244 | 0.058447 | 0.0961 | 0.0001 | 0.091667 | 0.61627 | 0.82244
2511 | 1 | 0.00016041 | 0 | 3.0483e-05 | 0.00021382 | 0.00011416 | 0.66419 | 0.068054 | 0.0701 | 0.0001 | 0.083333 | 0.80203 | 0.66419
2512 | 1 | 0.00015413 | 0 | 0 | 0.00022322 | 0.00011416 | 0.4981 | 0.069656 | 0.0418 | 0.0001 | 0.10833 | 0.48536 | 0.4981
2513 | 1 | 0.00015428 | 0 | 0 | 0.00022322 | 0.00011416 | 0.2918 | 0.068855 | 0.0247 | 0.0001 | 0.10833 | 0.13991 | 0.2918
2514 | 1 | 0.00014557 | 0 | 0 | 0.00016448 | 0.00011416 | 0.048516 | 0.063251 | 0.0301 | 0.0001 | 0.11667 | 0.0023692 | 0.048516
2515 | 1 | 0.00012947 | 2.5322e-05 | 0 | 0.00011748 | 0.00011416 | 0 | 0.044836 | 0.1002 | 0.0001 | 0.091667 | 0.04228 | 0
2516 | 1 | 0.00012632 | 5.628e-05 | 0 | 8.8113e-05 | 0.00011416 | 0 | 0.067254 | 0.222 | 0.0001 | 0.066667 | 0.30296 | 0
2517 | 1 | 0.00013261 | 8.2091e-05 | 0 | 5.8742e-05 | 0.00011416 | 0 | 0.080064 | 0.2454 | 0.0001 | 0.1 | 0.34926 | 0
2518 | 1 | 0.00012435 | 0.00010616 | 0 | 3.7595e-05 | 0.00011416 | 0 | 0.069656 | 0.2254 | 0.0001 | 0.125 | 0.18935 | 0
2519 | 1 | 0.00011109 | 0.00012546 | 0 | 2.3497e-05 | 0.00011416 | 0 | 0.064852 | 0.1973 | 0.0001 | 0.11667 | 0.047668 | 0
2520 | 1 | 8.1533e-05 | 0.00014097 | 0 | 9.3987e-06 | 0.00011416 | 0 | 0.072058 | 0.1686 | 0.0001 | 0.10833 | 0.0013373 | 0
2521 | 1 | 6.2629e-05 | 0.00015301 | 0 | 5.8742e-06 | 0.00011416 | 0 | 0.096077 | 0.1516 | 0.0001 | 0.10833 | 0.13735 | 0
2522 | 1 | 5.1371e-05 | 0.00016289 | 0 | 2.3497e-06 | 0.00011416 | 0 | 0.08727 | 0.1459 | 0.0001 | 0.11667 | 0.54226 | 0
2523 | 1 | 4.9365e-05 | 0.00017015 | 0 | 1.1748e-06 | 0.00011416 | 0 | 0.097678 | 0.1502 | 0.0001 | 0.11667 | 0.70429 | 0
2524 | 1 | 4.7805e-05 | 0.00017692 | 0 | 1.4098e-05 | 0.00011416 | 0 | 0.094476 | 0.1512 | 0.0001 | 0.11667 | 0.42759 | 0
2525 | 1 | 6.2155e-05 | 0.00018284 | 0 | 3.7595e-05 | 0.00011416 | 0 | 0.11049 | 0.1488 | 0.0001 | 0.10833 | 0.12346 | 0
2526 | 1 | 9.2279e-05 | 0.00016734 | 0 | 9.3987e-05 | 0.00011416 | 0 | 0.17134 | 0.1501 | 0.0001 | 0.10833 | 0.0022254 | 0
2527 | 1 | 0.00011782 | 0.0001343 | 0 | 0.0001821 | 0.00011416 | 0.0084909 | 0.18815 | 0.1441 | 0.0001 | 0.1 | 0.035018 | 0.0084909
2528 | 1 | 0.0001474 | 9.8355e-05 | 0 | 0.0001586 | 0.00011416 | 0.11896 | 0.1289 | 0.1458 | 0.0001 | 0.075 | 0.26174 | 0.11896
2529 | 1 | 0.00016236 | 6.2912e-05 | 0 | 0.00014685 | 0.00011416 | 0.40382 | 0.061649 | 0.1593 | 0.0001 | 0.066667 | 0.30723 | 0.40382
2530 | 1 | 0.00016975 | 3.3559e-05 | 0 | 0.00016448 | 0.00011416 | 0.6119 | 0.042434 | 0.1702 | 0.0001 | 0.075 | 0.16913 | 0.6119
2531 | 1 | 0.00017955 | 8.2195e-06 | 0 | 0.00018797 | 0.00011416 | 0.48771 | 0.05044 | 0.1837 | 0.0001 | 0.075 | 0.043863 | 0.48771
2532 | 1 | 0.00017532 | 0 | 0 | 0.00020677 | 0.00011416 | 0.90736 | 0.07446 | 0.201 | 0.0001 | 0.10833 | 0.0013373 | 0.90736
2533 | 1 | 0.00017216 | 0 | 0 | 0.00018797 | 0.00011416 | 0.8552 | 0.085669 | 0.2305 | 0.0001 | 0.11667 | 0.11199 | 0.8552
2534 | 1 | 0.0001683 | 0 | 0 | 0.00019032 | 0.00011416 | 0.1676 | 0.08727 | 0.2612 | 0.0001 | 0.11667 | 0.44895 | 0.1676
2535 | 1 | 0.00016263 | 0 | 0 | 0.00021382 | 0.00011416 | 0 | 0.10168 | 0.299 | 0.0001 | 0.11667 | 0.58129 | 0
2536 | 1 | 0.00015936 | 0 | 0 | 0.00022322 | 0.00011416 | 0.014352 | 0.1249 | 0.3552 | 0.0001 | 0.10833 | 0.3547 | 0.014352
2537 | 1 | 0.00015869 | 0 | 0 | 0.00022322 | 0.00011416 | 0 | 0.16813 | 0.4096 | 0.0001 | 0.10833 | 0.10266 | 0
2538 | 1 | 0.00014942 | 3.1081e-05 | 0 | 0.00016448 | 0.00011416 | 0.020224 | 0.17934 | 0.4445 | 0.0001 | 0.091667 | 0.0020339 | 0.020224
2539 | 1 | 0.000136 | 6.6262e-05 | 0 | 0.00011748 | 0.00011416 | 0 | 0.17934 | 0.4523 | 0.0001 | 0.075 | 0.026323 | 0
2540 | 1 | 0.00012685 | 8.6035e-05 | 0 | 8.8113e-05 | 0.00011416 | 0 | 0.19295 | 0.4482 | 0.0001 | 0.091667 | 0.21058 | 0
2541 | 1 | 0.0001278 | 0.00010301 | 0 | 5.8742e-05 | 0.00011416 | 0 | 0.23299 | 0.4341 | 0.0001 | 0.10833 | 0.25424 | 0
2542 | 1 | 0.00012409 | 0.00011808 | 0 | 3.7595e-05 | 0.00011416 | 0 | 0.24259 | 0.4326 | 0.0001 | 0.1 | 0.14333 | 0
2543 | 1 | 0.00011263 | 0.00013143 | 0 | 2.3497e-05 | 0.00011416 | 0 | 0.2554 | 0.4465 | 0.0001 | 0.05 | 0.038885 | 0
2544 | 1 | 8.5224e-05 | 0.00014396 | 0 | 9.3987e-06 | 0.00011416 | 0 | 0.25941 | 0.4701 | 0.0001 | 0.041667 | 0.0013373 | 0
2545 | 1 | 6.5516e-05 | 0.00015626 | 0 | 5.8742e-06 | 0.00011416 | 0 | 0.26421 | 0.5288 | 0.0001 | 0.091667 | 0.089964 | 0
2546 | 1 | 5.3725e-05 | 0.00016757 | 0 | 2.3497e-06 | 0.00011416 | 0 | 0.26741 | 0.5388 | 0.0001 | 0.125 | 0.36702 | 0
2547 | 1 | 4.5601e-05 | 0.00017792 | 0 | 1.1748e-06 | 0.00011416 | 0 | 0.2506 | 0.5322 | 0.0001 | 0.125 | 0.47351 | 0
2548 | 1 | 5.0957e-05 | 0.00018847 | 0 | 1.4098e-05 | 0.00011416 | 0 | 0.25701 | 0.5075 | 0.0001 | 0.10833 | 0.2906 | 0
2549 | 1 | 6.2683e-05 | 0.00019851 | 0 | 3.7595e-05 | 0.00011416 | 0 | 0.28183 | 0.4512 | 0.0001 | 0.1 | 0.084345 | 0
2550 | 1 | 9.4111e-05 | 0.0001976 | 0 | 9.3987e-05 | 0.00011416 | 0 | 0.28663 | 0.4341 | 0.0001 | 0.1 | 0.0018538 | 0
2551 | 1 | 0.00011882 | 0.00017535 | 0 | 0.0001821 | 0.00011416 | 0.0065186 | 0.30104 | 0.4005 | 0.0001 | 0.1 | 0.019201 | 0.0065186
2552 | 1 | 0.00014518 | 0.00014226 | 0 | 0.0001586 | 0.00011416 | 0.012536 | 0.27942 | 0.3709 | 0.0001 | 0.1 | 0.16657 | 0.012536
2553 | 1 | 0.00016049 | 0.000115 | 0 | 0.00014685 | 0.00011416 | 0.013728 | 0.23859 | 0.3347 | 0.0001 | 0.1 | 0.20773 | 0.013728
2554 | 1 | 0.00017033 | 9.216e-05 | 0 | 0.00016448 | 0.00011416 | 0 | 0.24099 | 0.3065 | 0.0001 | 0.1 | 0.12029 | 0
2555 | 1 | 0.00017683 | 7.333e-05 | 0 | 0.00018797 | 0.00011416 | 0.75091 | 0.26021 | 0.2831 | 0.0001 | 0.1 | 0.034298 | 0.75091
2556 | 1 | 0.00017003 | 5.9823e-05 | 0 | 0.00020677 | 0.00011416 | 0.87652 | 0.27622 | 0.2778 | 0.0001 | 0.091667 | 0.0013373 | 0.87652
2557 | 1 | 0.00016332 | 5.3279e-05 | 0 | 0.00018797 | 0.00011416 | 0.73778 | 0.26501 | 0.2916 | 0.0001 | 0.083333 | 0.06616 | 0.73778
2558 | 1 | 0.00015383 | 5.2685e-05 | 0 | 0.00019032 | 0.00011416 | 0.83914 | 0.28022 | 0.3131 | 0.0001 | 0.083333 | 0.27718 | 0.83914
2559 | 1 | 0.0001484 | 5.6821e-05 | 0 | 0.00021382 | 0.00011416 | 0.65326 | 0.28983 | 0.3406 | 0.0001 | 0.075 | 0.3557 | 0.65326
2560 | 1 | 0.0001388 | 6.5948e-05 | 0 | 0.00022322 | 0.00011416 | 0.18641 | 0.32106 | 0.3783 | 0.0001 | 0.066667 | 0.2202 | 0.18641
2561 | 1 | 0.00013776 | 7.9072e-05 | 0 | 0.00022322 | 0.00011416 | 0.040671 | 0.39071 | 0.4105 | 0.0001 | 0.066667 | 0.06418 | 0.040671
2562 | 1 | 0.00013268 | 0.0001005 | 0 | 0.00016448 | 0.00011416 | 0.0078111 | 0.42274 | 0.427 | 0.0001 | 0.1 | 0.0016383 | 0.0078111
2563 | 1 | 0.00012053 | 0.00013111 | 0 | 0.00011748 | 0.00011416 | 0 | 0.3699 | 0.446 | 0.0001 | 0.10833 | 0.012104 | 0
2564 | 1 | 0.00011191 | 0.00014924 | 0 | 8.8113e-05 | 0.00011416 | 0 | 0.26902 | 0.4559 | 0.0001 | 0.125 | 0.11961 | 0
2565 | 1 | 0.00011459 | 0.00016734 | 0 | 5.8742e-05 | 0.00011416 | 0 | 0.26501 | 0.4387 | 0.0001 | 0.13333 | 0.15676 | 0
2566 | 1 | 0.00011435 | 0.0001843 | 0 | 3.7595e-05 | 0.00011416 | 0 | 0.31065 | 0.4424 | 0.0001 | 0.1 | 0.094484 | 0
2567 | 1 | 0.00010471 | 0.00019767 | 0 | 2.3497e-05 | 0.00011416 | 0 | 0.35709 | 0.4622 | 0.0001 | 0.075 | 0.02895 | 0
2568 | 1 | 7.5981e-05 | 0.00021071 | 0 | 9.3987e-06 | 0.00011416 | 0 | 0.36349 | 0.4772 | 0.0001 | 0.083333 | 0.0013373 | 0
2569 | 1 | 5.4269e-05 | 0.00022345 | 0 | 5.8742e-06 | 0.00011416 | 0 | 0.30665 | 0.4687 | 0.0001 | 0.1 | 0.048895 | 0
2570 | 1 | 4.2104e-05 | 0.00023498 | 0 | 2.3497e-06 | 0.00011416 | 0 | 0.28423 | 0.4355 | 0.0001 | 0.1 | 0.21082 | 0
2571 | 1 | 3.5136e-05 | 0.00024577 | 0 | 1.1748e-06 | 0.00011416 | 0 | 0.26741 | 0.3769 | 0.0001 | 0.1 | 0.26898 | 0
2572 | 1 | 3.1897e-05 | 0.00025276 | 0 | 1.4098e-05 | 0.00011416 | 0 | 0.25781 | 0.3055 | 0.0001 | 0.10833 | 0.16807 | 0
2573 | 1 | 3.7683e-05 | 0.00025496 | 0 | 3.7595e-05 | 0.00011416 | 0 | 0.23219 | 0.2559 | 0.0001 | 0.1 | 0.049205 | 0
2574 | 1 | 4.2258e-05 | 0.0002365 | 0 | 9.3987e-05 | 0.00011416 | 0 | 0.20576 | 0.2328 | 0.0001 | 0.1 | 0.0014614 | 0
2575 | 1 | 5.5161e-05 | 0.00020496 | 0 | 0.0001821 | 0.00011416 | 0.10765 | 0.18415 | 0.2136 | 0.0001 | 0.1 | 0.0074916 | 0.10765
2576 | 1 | 8.3964e-05 | 0.0001631 | 0 | 0.0001586 | 0.00011416 | 0.3293 | 0.1241 | 0.1833 | 0.0001 | 0.1 | 0.086105 | 0.3293
2577 | 1 | 0.00011017 | 0.00011554 | 0 | 0.00014685 | 0.00011416 | 0.55772 | 0.091273 | 0.1602 | 0.0001 | 0.1 | 0.11912 | 0.55772
2578 | 1 | 0.00012203 | 8.4953e-05 | 0 | 0.00016448 | 0.00011416 | 0.75094 | 0.17374 | 0.1601 | 0.0001 | 0.1 | 0.0749 | 0.75094
2579 | 1 | 0.00012321 | 6.785e-05 | 0 | 0.00018797 | 0.00011416 | 0.91601 | 0.29704 | 0.1804 | 0.0001 | 0.091667 | 0.024691 | 0.91601
2580 | 1 | 0.00012194 | 5.5966e-05 | 0 | 0.00020677 | 0.00011416 | 0.97662 | 0.36109 | 0.1916 | 0.0001 | 0.083333 | 0.0013373 | 0.97662
2581 | 1 | 0.00011276 | 4.7712e-05 | 0 | 0.00018797 | 0.00011416 | 0.97204 | 0.3747 | 0.2058 | 0.0001 | 0.066667 | 0.033399 | 0.97204
2582 | 1 | 0.00010441 | 4.2878e-05 | 0 | 0.00019032 | 0.00011416 | 0.89983 | 0.34828 | 0.2358 | 0.0001 | 0.066667 | 0.1499 | 0.89983
2583 | 1 | 9.776e-05 | 4.2738e-05 | 0 | 0.00021382 | 0.00011416 | 0.7411 | 0.34027 | 0.2729 | 0.0001 | 0.058333 | 0.18973 | 0.7411
2584 | 1 | 9.4363e-05 | 4.7502e-05 | 0 | 0.00022322 | 0.00011416 | 0.52813 | 0.34107 | 0.3236 | 0.0001 | 0.058333 | 0.12009 | 0.52813
2585 | 1 | 9.8527e-05 | 5.8863e-05 | 0 | 0.00022322 | 0.00011416 | 0.29526 | 0.33387 | 0.3872 | 0.0001 | 0.066667 | 0.035373 | 0.29526
2586 | 1 | 9.6515e-05 | 8.8478e-05 | 0 | 0.00016448 | 0.00011416 | 0.078958 | 0.31465 | 0.4404 | 0.0001 | 0.075 | 0.0012781 | 0.078958
2587 | 1 | 8.7801e-05 | 0.00014226 | 0 | 0.00011748 | 0.00011416 | 0 | 0.28583 | 0.4526 | 0.0001 | 0.075 | 0.0039066 | 0
2588 | 1 | 8.543e-05 | 0.00016455 | 0 | 8.8113e-05 | 0.00011416 | 0 | 0.27142 | 0.4446 | 0.0001 | 0.075 | 0.056654 | 0
2589 | 1 | 9.157e-05 | 0.00017603 | 0 | 5.8742e-05 | 0.00011416 | 0 | 0.2562 | 0.4284 | 0.0001 | 0.075 | 0.084599 | 0
2590 | 1 | 8.7595e-05 | 0.00018739 | 0 | 3.7595e-05 | 0.00011416 | 0 | 0.29544 | 0.4229 | 0.0001 | 0.075 | 0.056337 | 0
2591 | 1 | 8.0306e-05 | 0.00019978 | 0 | 2.3497e-05 | 0.00011416 | 0 | 0.33147 | 0.3991 | 0.0001 | 0.1 | 0.020423 | 0
2592 | 1 | 5.8424e-05 | 0.00021189 | 0 | 9.3987e-06 | 0.00011416 | 0 | 0.35468 | 0.3433 | 0.0001 | 0.10833 | 0.0013373 | 0
2593 | 1 | 3.9727e-05 | 0.00022449 | 0 | 5.8742e-06 | 0.00011416 | 0 | 0.30584 | 0.2932 | 0.0001 | 0.10833 | 0.022727 | 0
2594 | 1 | 2.6259e-05 | 0.00023547 | 0 | 2.3497e-06 | 0.00011416 | 0 | 0.24019 | 0.281 | 0.0001 | 0.10833 | 0.10674 | 0
2595 | 1 | 2.1048e-05 | 0.00023861 | 0 | 1.1748e-06 | 0.00011416 | 0 | 0.18575 | 0.2651 | 0.0001 | 0.10833 | 0.1339 | 0
2596 | 1 | 1.868e-05 | 0.00023968 | 0 | 1.4098e-05 | 0.00011416 | 0 | 0.16733 | 0.2121 | 0.0001 | 0.10833 | 0.085976 | 0
2597 | 1 | 2.128e-05 | 0.00024276 | 0 | 3.7595e-05 | 0.00011416 | 0 | 0.17774 | 0.1396 | 0.0001 | 0.11667 | 0.025498 | 0
2598 | 1 | 2.8145e-05 | 0.00023167 | 0 | 9.3987e-05 | 0.00011416 | 0 | 0.16093 | 0.0779 | 0.0001 | 0.1 | 0.0011286 | 0
2599 | 1 | 3.4458e-05 | 0.00020832 | 0 | 0.0001821 | 0.00011416 | 0.056383 | 0.10248 | 0.049 | 0.0001 | 0.083333 | 0.0018864 | 0.056383
2600 | 1 | 5.6106e-05 | 0.00017631 | 0 | 0.0001586 | 0.00011416 | 0.029562 | 0.060849 | 0.0408 | 0.0001 | 0.083333 | 0.036909 | 0.029562
2601 | 1 | 8.182e-05 | 0.00013872 | 0 | 0.00014685 | 0.00011416 | 0.42662 | 0.02482 | 0.0359 | 0.0001 | 0.083333 | 0.060161 | 0.42662
2602 | 1 | 9.6738e-05 | 0.00010502 | 0 | 0.00016448 | 0.00011416 | 0.67747 | 0.017614 | 0.0285 | 0.0001 | 0.083333 | 0.042662 | 0.67747
2603 | 1 | 0.00010638 | 8.1078e-05 | 0 | 0.00018797 | 0.00011416 | 0.87104 | 0.028022 | 0.0221 | 0.0001 | 0.083333 | 0.01707 | 0.87104
2604 | 1 | 0.00011092 | 6.6227e-05 | 0 | 0.00020677 | 0.00011416 | 0.96168 | 0.039231 | 0.0147 | 0.0001 | 0.083333 | 0.0013373 | 0.96168
2605 | 1 | 0.00010118 | 5.5338e-05 | 0 | 0.00018797 | 0.00011416 | 0.93994 | 0.038431 | 0.0039 | 0.0001 | 0.083333 | 0.014612 | 0.93994
2606 | 1 | 8.8894e-05 | 4.7712e-05 | 0 | 0.00019032 | 0.00011416 | 0.88663 | 0.05044 | 0.0012 | 0.0001 | 0.083333 | 0.072776 | 0.88663
2607 | 1 | 8.2111e-05 | 4.5321e-05 | 0 | 0.00021382 | 0.00011416 | 0.72852 | 0.068054 | 0.0012 | 0.0001 | 0.083333 | 0.090263 | 0.72852
2608 | 1 | 7.7454e-05 | 4.7956e-05 | 0 | 0.00022322 | 0.00011416 | 0.52047 | 0.078463 | 0.0077 | 0.0001 | 0.066667 | 0.059026 | 0.52047
2609 | 1 | 8.2151e-05 | 5.8025e-05 | 0 | 0.00022322 | 0.00011416 | 0.28573 | 0.089672 | 0.0188 | 0.0001 | 0.066667 | 0.017657 | 0.28573
2610 | 1 | 8.8865e-05 | 8.4272e-05 | 0 | 0.00016448 | 0.00011416 | 0.077031 | 0.1209 | 0.0347 | 0.0001 | 0.066667 | 0.00099127 | 0.077031
2611 | 1 | 8.8086e-05 | 0.00012474 | 0 | 0.00011748 | 0.00011416 | 0 | 0.16813 | 0.0581 | 0.0001 | 0.091667 | 0.00071998 | 0
2612 | 1 | 9.1606e-05 | 0.00014176 | 0 | 8.8113e-05 | 0.00011416 | 0 | 0.17694 | 0.0838 | 0.0001 | 0.1 | 0.022384 | 0
2613 | 1 | 9.9856e-05 | 0.00015076 | 0 | 5.8742e-05 | 0.00011416 | 0 | 0.26101 | 0.1069 | 0.0001 | 0.1 | 0.04095 | 0
2614 | 1 | 9.7156e-05 | 0.00016254 | 0 | 3.7595e-05 | 0.00011416 | 0 | 0.32506 | 0.1118 | 0.0001 | 0.1 | 0.0314 | 0
2615 | 1 | 8.1721e-05 | 0.00017671 | 0 | 2.3497e-05 | 0.00011416 | 0 | 0.29864 | 0.1131 | 0.0001 | 0.1 | 0.014105 | 0
2616 | 1 | 5.4805e-05 | 0.00019191 | 0 | 9.3987e-06 | 0.00011416 | 0 | 0.2562 | 0.1237 | 0.0001 | 0.075 | 0.0013373 | 0
2617 | 1 | 4.2288e-05 | 0.00020565 | 0 | 5.8742e-06 | 0.00011416 | 0 | 0.23299 | 0.1457 | 0.0001 | 0.066667 | 0.010683 | 0
2618 | 1 | 3.3405e-05 | 0.00021722 | 0 | 2.3497e-06 | 0.00011416 | 0 | 0.29223 | 0.1629 | 0.0001 | 0.066667 | 0.055732 | 0
2619 | 1 | 3.0453e-05 | 0.00022727 | 0 | 1.1748e-06 | 0.00011416 | 0 | 0.27862 | 0.1662 | 0.0001 | 0.066667 | 0.068513 | 0
2620 | 1 | 3.3475e-05 | 0.0002354 | 0 | 1.4098e-05 | 0.00011416 | 0 | 0.21457 | 0.1495 | 0.0001 | 0.091667 | 0.045444 | 0
2621 | 1 | 5.7968e-05 | 0.00024041 | 0 | 3.7595e-05 | 0.00011416 | 0 | 0.18415 | 0.1384 | 0.0001 | 0.1 | 0.013684 | 0
2622 | 1 | 0.00010032 | 0.00021465 | 0 | 9.3987e-05 | 0.00011416 | 0 | 0.16653 | 0.1379 | 0.0001 | 0.083333 | 0.00091137 | 0
2623 | 1 | 0.0001327 | 0.00017278 | 0 | 0.0001821 | 0.00011416 | 0.051257 | 0.11689 | 0.1337 | 0.0001 | 0.075 | 0.00032027 | 0.051257
2624 | 1 | 0.00015153 | 0.00013807 | 0 | 0.0001586 | 0.00011416 | 0.29676 | 0.085669 | 0.1245 | 0.0001 | 0.075 | 0.015602 | 0.29676
2625 | 1 | 0.00017056 | 8.6593e-05 | 0 | 0.00014685 | 0.00011416 | 0.46277 | 0.036829 | 0.1282 | 0.0001 | 0.091667 | 0.031318 | 0.46277
2626 | 1 | 0.00017961 | 3.9038e-05 | 0 | 0.00016448 | 0.00011416 | 0.64417 | 0.016013 | 0.1579 | 0.0001 | 0.091667 | 0.025484 | 0.64417
2627 | 1 | 0.0001897 | 5.7764e-06 | 0 | 0.00018797 | 0.00011416 | 0.75505 | 0.05044 | 0.1947 | 0.0001 | 0.091667 | 0.012438 | 0.75505
2628 | 1 | 0.00017756 | 0 | 0 | 0.00020677 | 0.00011416 | 0.94552 | 0.073659 | 0.2264 | 0.0001 | 0.083333 | 0.0013373 | 0.94552
2629 | 1 | 0.0001767 | 0 | 0 | 0.00018797 | 0.00011416 | 0.92392 | 0.095276 | 0.2482 | 0.0001 | 0.075 | 0.0081022 | 0.92392
2630 | 1 | 0.00017425 | 0 | 0 | 0.00019032 | 0.00011416 | 0.85677 | 0.1201 | 0.2584 | 0.0001 | 0.075 | 0.044193 | 0.85677
2631 | 1 | 0.00016831 | 0 | 0 | 0.00021382 | 0.00011416 | 0.71748 | 0.14572 | 0.2682 | 0.0001 | 0.066667 | 0.053873 | 0.71748
2632 | 1 | 0.00016289 | 0 | 0 | 0.00022322 | 0.00011416 | 0.51296 | 0.15773 | 0.2856 | 0.0001 | 0.075 | 0.036217 | 0.51296
2633 | 1 | 0.00016433 | 0 | 0 | 0.00022322 | 0.00011416 | 0.29175 | 0.16253 | 0.2951 | 0.0001 | 0.1 | 0.010974 | 0.29175
2634 | 1 | 0.00015621 | 3.6176e-05 | 0 | 0.00016448 | 0.00011416 | 0.081956 | 0.16974 | 0.2982 | 0.0001 | 0.10833 | 0.00085063 | 0.081956
2635 | 1 | 0.00013786 | 9.024e-05 | 0 | 0.00011748 | 0.00011416 | 0 | 0.17534 | 0.3009 | 0.0001 | 0.075 | 0.00013621 | 0
2636 | 1 | 0.00013251 | 0.00011361 | 0 | 8.8113e-05 | 0.00011416 | 0 | 0.18495 | 0.298 | 0.0001 | 0.058333 | 0.011287 | 0
2637 | 1 | 0.00013713 | 0.00012738 | 0 | 5.8742e-05 | 0.00011416 | 0 | 0.22418 | 0.2872 | 0.0001 | 0.058333 | 0.024803 | 0
2638 | 1 | 0.00013033 | 0.00014296 | 0 | 3.7595e-05 | 0.00011416 | 0 | 0.20737 | 0.2723 | 0.0001 | 0.058333 | 0.021325 | 0
2639 | 1 | 0.00011626 | 0.00015975 | 0 | 2.3497e-05 | 0.00011416 | 0 | 0.22898 | 0.2513 | 0.0001 | 0.058333 | 0.011204 | 0
2640 | 1 | 8.3316e-05 | 0.00017711 | 0 | 9.3987e-06 | 0.00011416 | 0 | 0.18655 | 0.2238 | 0.0001 | 0.091667 | 0.0013373 | 0
2641 | 1 | 6.4441e-05 | 0.00018893 | 0 | 5.8742e-06 | 0.00011416 | 0 | 0.19055 | 0.1928 | 0.0001 | 0.091667 | 0.0081022 | 0
2642 | 1 | 5.6248e-05 | 0.00019615 | 0 | 2.3497e-06 | 0.00011416 | 0 | 0.20256 | 0.1655 | 0.0001 | 0.083333 | 0.044193 | 0
2643 | 1 | 5.1524e-05 | 0.00019847 | 0 | 1.1748e-06 | 0.00011416 | 0 | 0.15612 | 0.1539 | 0.0001 | 0.083333 | 0.053873 | 0
2644 | 1 | 5.5453e-05 | 0.00019662 | 0 | 1.4098e-05 | 0.00011416 | 0 | 0.10889 | 0.1442 | 0.0001 | 0.075 | 0.036217 | 0
2645 | 1 | 7.3823e-05 | 0.00019648 | 0 | 3.7595e-05 | 0.00011416 | 0 | 0.11369 | 0.1395 | 0.0001 | 0.075 | 0.010974 | 0
2646 | 1 | 0.00011074 | 0.00018949 | 0 | 9.3987e-05 | 0.00011416 | 0 | 0.095276 | 0.145 | 0.0001 | 0.075 | 0.00085063 | 0
2647 | 1 | 0.00014179 | 0.00016477 | 0 | 0.0001821 | 0.00011416 | 0.11921 | 0.058447 | 0.1469 | 0.0001 | 0.075 | 0.00013621 | 0.11921
2648 | 1 | 0.00015775 | 0.00012896 | 0 | 0.0001586 | 0.00011416 | 0.32698 | 0.031225 | 0.1522 | 0.0001 | 0.066667 | 0.011287 | 0.32698
2649 | 1 | 0.00017458 | 8.5371e-05 | 0 | 0.00014685 | 0.00011416 | 0.52789 | 0.010408 | 0.1682 | 0.0001 | 0.066667 | 0.024803 | 0.52789
2650 | 1 | 0.00018206 | 4.3838e-05 | 0 | 0.00016448 | 0.00011416 | 0.73271 | 0.0072058 | 0.1888 | 0.0001 | 0.05 | 0.021325 | 0.73271
2651 | 1 | 0.00019081 | 9.0921e-06 | 0 | 0.00018797 | 0.00011416 | 0.8907 | 0.016813 | 0.2126 | 0.0001 | 0.05 | 0.011204 | 0.8907
2652 | 1 | 0.00018051 | 0 | 0 | 0.00020677 | 0.00011416 | 0.96387 | 0.026421 | 0.2412 | 0.0001 | 0.075 | 0.0013373 | 0.96387
2653 | 1 | 0.00017513 | 0 | 0 | 0.00018797 | 0.00011416 | 0.94078 | 0.03763 | 0.2539 | 0.0001 | 0.083333 | 0.0087032 | 0.94078
2654 | 1 | 0.00017039 | 0 | 0 | 0.00019032 | 0.00011416 | 0.88726 | 0.054444 | 0.2544 | 0.0001 | 0.083333 | 0.046912 | 0.88726
2655 | 1 | 0.00016502 | 0 | 0 | 0.00021382 | 0.00011416 | 0.73083 | 0.071257 | 0.2698 | 0.0001 | 0.066667 | 0.057314 | 0.73083
2656 | 1 | 0.00016128 | 0 | 0 | 0.00022322 | 0.00011416 | 0.53076 | 0.11769 | 0.3048 | 0.0001 | 0.058333 | 0.038394 | 0.53076
2657 | 1 | 0.00016109 | 0 | 0 | 0.00022322 | 0.00011416 | 0.30857 | 0.17454 | 0.3339 | 0.0001 | 0.083333 | 0.011614 | 0.30857
2658 | 1 | 0.00015353 | 3.5356e-05 | 0 | 0.00016448 | 0.00011416 | 0.080084 | 0.20657 | 0.3308 | 0.0001 | 0.10833 | 0.00086555 | 0.080084
2659 | 1 | 0.00013521 | 8.7972e-05 | 0 | 0.00011748 | 0.00011416 | 0 | 0.23619 | 0.313 | 0.0001 | 0.091667 | 0.00017275 | 0
2660 | 1 | 0.00012495 | 0.00011956 | 0 | 8.8113e-05 | 0.00011416 | 0 | 0.24019 | 0.314 | 0.0001 | 0.058333 | 0.012279 | 0
2661 | 1 | 0.00013017 | 0.0001404 | 0 | 5.8742e-05 | 0.00011416 | 0 | 0.27302 | 0.3055 | 0.0001 | 0.05 | 0.026338 | 0
2662 | 1 | 0.00012519 | 0.00015813 | 0 | 3.7595e-05 | 0.00011416 | 0 | 0.26741 | 0.2952 | 0.0001 | 0.058333 | 0.022319 | 0
2663 | 1 | 0.00010989 | 0.00017345 | 0 | 2.3497e-05 | 0.00011416 | 0 | 0.26982 | 0.2783 | 0.0001 | 0.075 | 0.011505 | 0
2664 | 1 | 8.1284e-05 | 0.00018622 | 0 | 9.3987e-06 | 0.00011416 | 0 | 0.23779 | 0.2553 | 0.0001 | 0.075 | 0.0013373 | 0
2665 | 1 | 6.3742e-05 | 0.00019652 | 0 | 5.8742e-06 | 0.00011416 | 0 | 0.22578 | 0.2346 | 0.0001 | 0.075 | 0.011404 | 0
2666 | 1 | 5.3438e-05 | 0.00020395 | 0 | 2.3497e-06 | 0.00011416 | 0 | 0.23699 | 0.2133 | 0.0001 | 0.075 | 0.058901 | 0
2667 | 1 | 4.7403e-05 | 0.00021039 | 0 | 1.1748e-06 | 0.00011416 | 0 | 0.22898 | 0.1985 | 0.0001 | 0.075 | 0.072546 | 0
2668 | 1 | 4.776e-05 | 0.00021718 | 0 | 1.4098e-05 | 0.00011416 | 0 | 0.19936 | 0.1824 | 0.0001 | 0.075 | 0.047973 | 0
2669 | 1 | 6.0373e-05 | 0.0002191 | 0 | 3.7595e-05 | 0.00011416 | 0 | 0.17614 | 0.1649 | 0.0001 | 0.075 | 0.014425 | 0
2670 | 1 | 9.2725e-05 | 0.0002062 | 0 | 9.3987e-05 | 0.00011416 | 0 | 0.16573 | 0.15 | 0.0001 | 0.075 | 0.00092699 | 0
2671 | 1 | 0.00012185 | 0.00018231 | 0 | 0.0001821 | 0.00011416 | 0.070423 | 0.14572 | 0.1382 | 0.0001 | 0.066667 | 0.00038361 | 0.070423
2672 | 1 | 0.00014143 | 0.00014547 | 0 | 0.0001586 | 0.00011416 | 0.29667 | 0.08727 | 0.1424 | 0.0001 | 0.066667 | 0.01683 | 0.29667
2673 | 1 | 0.0001571 | 0.00010792 | 0 | 0.00014685 | 0.00011416 | 0.5391 | 0.056045 | 0.1702 | 0.0001 | 0.058333 | 0.033108 | 0.5391
2674 | 1 | 0.00016188 | 7.8216e-05 | 0 | 0.00016448 | 0.00011416 | 0.70928 | 0.084868 | 0.202 | 0.0001 | 0.066667 | 0.026602 | 0.70928
2675 | 1 | 0.00016951 | 5.6472e-05 | 0 | 0.00018797 | 0.00011416 | 0.74472 | 0.11449 | 0.216 | 0.0001 | 0.066667 | 0.01276 | 0.74472
2676 | 1 | 0.00016836 | 4.2529e-05 | 0 | 0.00020677 | 0.00011416 | 0.38287 | 0.13371 | 0.2138 | 0.0001 | 0.05 | 0.0013373 | 0.38287
2677 | 1 | 0.00016476 | 3.595e-05 | 0 | 0.00018797 | 0.00011416 | 0.69869 | 0.13291 | 0.2104 | 0.0001 | 0.041667 | 0.015499 | 0.69869
2678 | 1 | 0.00016103 | 3.4012e-05 | 0 | 0.00019032 | 0.00011416 | 0.66209 | 0.13691 | 0.2077 | 0.0001 | 0.025 | 0.076556 | 0.66209
2679 | 1 | 0.00015587 | 3.6002e-05 | 0 | 0.00021382 | 0.00011416 | 0.71865 | 0.1265 | 0.2109 | 0.0001 | 0.033333 | 0.095102 | 0.71865
2680 | 1 | 0.0001486 | 4.1604e-05 | 0 | 0.00022322 | 0.00011416 | 0.49587 | 0.1225 | 0.2178 | 0.0001 | 0.025 | 0.062032 | 0.49587
2681 | 1 | 0.00014392 | 5.1743e-05 | 0 | 0.00022322 | 0.00011416 | 0.30465 | 0.1257 | 0.2204 | 0.0001 | 0.041667 | 0.018534 | 0.30465
2682 | 1 | 0.0001369 | 7.2143e-05 | 0 | 0.00016448 | 0.00011416 | 0.082234 | 0.1289 | 0.2143 | 0.0001 | 0.083333 | 0.0010078 | 0.082234
2683 | 1 | 0.00012253 | 0.00011233 | 0 | 0.00011748 | 0.00011416 | 0 | 0.13211 | 0.2093 | 0.0001 | 0.083333 | 0.00082711 | 0
2684 | 1 | 0.00011655 | 0.00013781 | 0 | 8.8113e-05 | 0.00011416 | 0 | 0.13371 | 0.2308 | 0.0001 | 0.075 | 0.023942 | 0
2685 | 1 | 0.00012422 | 0.00015478 | 0 | 5.8742e-05 | 0.00011416 | 0 | 0.16894 | 0.2345 | 0.0001 | 0.075 | 0.043087 | 0
2686 | 1 | 0.00012228 | 0.00017233 | 0 | 3.7595e-05 | 0.00011416 | 0 | 0.17934 | 0.2276 | 0.0001 | 0.075 | 0.032684 | 0
2687 | 1 | 0.00011061 | 0.00018701 | 0 | 2.3497e-05 | 0.00011416 | 0 | 0.17774 | 0.2035 | 0.0001 | 0.075 | 0.014455 | 0
2688 | 1 | 8.2362e-05 | 0.00019854 | 0 | 9.3987e-06 | 0.00011416 | 0 | 0.17454 | 0.168 | 0.0001 | 0.075 | 0.0013373 | 0
2689 | 1 | 6.404e-05 | 0.00020381 | 0 | 5.8742e-06 | 0.00011416 | 0 | 0.17454 | 0.1323 | 0.0001 | 0.075 | 0.019404 | 0
2690 | 1 | 5.2952e-05 | 0.00020599 | 0 | 2.3497e-06 | 0.00011416 | 0 | 0.14652 | 0.1052 | 0.0001 | 0.066667 | 0.092983 | 0
2691 | 1 | 4.9098e-05 | 0.00020605 | 0 | 1.1748e-06 | 0.00011416 | 0 | 0.1273 | 0.089 | 0.0001 | 0.058333 | 0.11619 | 0
2692 | 1 | 5.4125e-05 | 0.00020933 | 0 | 1.4098e-05 | 0.00011416 | 0 | 0.11369 | 0.0732 | 0.0001 | 0.05 | 0.075076 | 0
2693 | 1 | 7.0103e-05 | 0.00021437 | 0 | 3.7595e-05 | 0.00011416 | 0 | 0.066453 | 0.0561 | 0.0001 | 0.05 | 0.022332 | 0
2694 | 1 | 0.00010084 | 0.00020921 | 0 | 9.3987e-05 | 0.00011416 | 0 | 0.044836 | 0.0419 | 0.0001 | 0.058333 | 0.0010757 | 0
2695 | 1 | 0.00013416 | 0.00019078 | 0 | 0.0001821 | 0.00011416 | 0.0087137 | 0.038431 | 0.0294 | 0.0001 | 0.075 | 0.0013616 | 0.0087137
2696 | 1 | 0.00015315 | 0.00015846 | 0 | 0.0001586 | 0.00011416 | 0.025027 | 0.011209 | 0.0199 | 0.0001 | 0.066667 | 0.030893 | 0.025027
2697 | 1 | 0.00016749 | 0.00011863 | 0 | 0.00014685 | 0.00011416 | 0.069933 | 0.0016013 | 0.0135 | 0.0001 | 0.058333 | 0.052378 | 0.069933
2698 | 1 | 0.00017378 | 7.4115e-05 | 0 | 0.00016448 | 0.00011416 | 0.71098 | 0.00080064 | 0.0077 | 0.0001 | 0.05 | 0.038168 | 0.71098
2699 | 1 | 0.00018155 | 4.279e-05 | 0 | 0.00018797 | 0.00011416 | 0.89327 | 0 | 0.005 | 0.0001 | 0.05 | 0.015913 | 0.89327
2700 | 1 | 0.00017224 | 2.2879e-05 | 0 | 0.00020677 | 0.00011416 | 0.98318 | 0.00080064 | 0.0011 | 0.0001 | 0.066667 | 0.0013373 | 0.98318
2701 | 1 | 0.00017191 | 7.6611e-06 | 0 | 0.00018797 | 0.00011416 | 0.97696 | 0.00080064 | 0 | 0.0001 | 0.05 | 0.025142 | 0.97696
2702 | 1 | 0.00016784 | 0 | 0 | 0.00019032 | 0.00011416 | 0.90463 | 0.00080064 | 0 | 0.0001 | 0.025 | 0.11662 | 0.90463
2703 | 1 | 0.00016223 | 0 | 0 | 0.00021382 | 0.00011416 | 0.7572 | 0.0040032 | 0 | 0.0001 | 0.033333 | 0.14666 | 0.7572
2704 | 1 | 0.00015714 | 0 | 0 | 0.00022322 | 0.00011416 | 0.54214 | 0.0048038 | 0 | 0.0001 | 0.05 | 0.0938 | 0.54214
2705 | 1 | 0.0001593 | 2.8096e-06 | 0 | 0.00022322 | 0.00011416 | 0.31044 | 0.0064051 | 0.0001 | 0.0001 | 0.058333 | 0.027767 | 0.31044
2706 | 1 | 0.00015208 | 2.499e-05 | 0 | 0.00016448 | 0.00011416 | 0.077209 | 0.0056045 | 0.0061 | 0.0001 | 0.075 | 0.0011648 | 0.077209
2707 | 1 | 0.00013419 | 7.9403e-05 | 0 | 0.00011748 | 0.00011416 | 0 | 0.0072058 | 0.0135 | 0.0001 | 0.066667 | 0.0023023 | 0
2708 | 1 | 0.00012025 | 0.00011518 | 0 | 8.8113e-05 | 0.00011416 | 0 | 0.020817 | 0.0162 | 0.0001 | 0.05 | 0.041324 | 0
2709 | 1 | 0.00012511 | 0.00013347 | 0 | 5.8742e-05 | 0.00011416 | 0 | 0.026421 | 0.012 | 0.0001 | 0.091667 | 0.065756 | 0
2710 | 1 | 0.00012361 | 0.00014821 | 0 | 3.7595e-05 | 0.00011416 | 0 | 0.025621 | 0.0085 | 0.0001 | 0.091667 | 0.045845 | 0
2711 | 1 | 0.00011127 | 0.0001602 | 0 | 2.3497e-05 | 0.00011416 | 0 | 0.023219 | 0.0068 | 0.0001 | 0.075 | 0.017871 | 0
2712 | 1 | 7.8384e-05 | 0.00016959 | 0 | 9.3987e-06 | 0.00011416 | 0 | 0.027222 | 0.0078 | 0.0001 | 0.058333 | 0.0013373 | 0
2713 | 1 | 6.2289e-05 | 0.00017811 | 0 | 5.8742e-06 | 0.00011416 | 0 | 0.023219 | 0.0116 | 0.0001 | 0.058333 | 0.031913 | 0
2714 | 1 | 4.9905e-05 | 0.0001869 | 0 | 2.3497e-06 | 0.00011416 | 0 | 0.032826 | 0.0174 | 0.0001 | 0.058333 | 0.14396 | 0
2715 | 1 | 4.4537e-05 | 0.00019481 | 0 | 1.1748e-06 | 0.00011416 | 0 | 0.030424 | 0.0242 | 0.0001 | 0.058333 | 0.18203 | 0
2716 | 1 | 4.8071e-05 | 0.00020057 | 0 | 1.4098e-05 | 0.00011416 | 0 | 0.033627 | 0.031 | 0.0001 | 0.058333 | 0.1154 | 0
2717 | 1 | 6.7183e-05 | 0.00020456 | 0 | 3.7595e-05 | 0.00011416 | 0 | 0.045637 | 0.0355 | 0.0001 | 0.058333 | 0.03402 | 0
2718 | 1 | 0.00010357 | 0.00017291 | 0 | 9.3987e-05 | 0.00011416 | 0 | 0.071257 | 0.0388 | 0.0001 | 0.058333 | 0.0012587 | 0
2719 | 1 | 0.0001372 | 0.00012722 | 0 | 0.0001821 | 0.00011416 | 0.10442 | 0.096878 | 0.0385 | 0.0001 | 0.058333 | 0.0035994 | 0.10442
2720 | 1 | 0.00015975 | 9.0013e-05 | 0 | 0.0001586 | 0.00011416 | 0.33575 | 0.11209 | 0.0334 | 0.0001 | 0.058333 | 0.053873 | 0.33575
2721 | 1 | 0.00017347 | 3.1517e-05 | 0 | 0.00014685 | 0.00011416 | 0.56384 | 0.051241 | 0.029 | 0.0001 | 0.05 | 0.081237 | 0.56384
2722 | 1 | 0.00017812 | 0 | 0 | 0.00016448 | 0.00011416 | 0.7649 | 0.032826 | 0.0344 | 0.0001 | 0.05 | 0.054488 | 0.7649
2723 | 1 | 0.00018264 | 0 | 0 | 0.00018797 | 0.00011416 | 0.89459 | 0.05044 | 0.0455 | 0.0001 | 0.05 | 0.019982 | 0.89459
2724 | 1 | 0.00017418 | 0 | 0 | 0.00020677 | 0.00011416 | 0.8856 | 0.068855 | 0.064 | 0.0001 | 0.05 | 0.0013373 | 0.8856
2725 | 1 | 0.00016695 | 0 | 0 | 0.00018797 | 0.00011416 | 0.97665 | 0.077662 | 0.0963 | 0.0001 | 0.066667 | 0.038131 | 0.97665
2726 | 1 | 0.00016027 | 0 | 0 | 0.00019032 | 0.00011416 | 0.46315 | 0.099279 | 0.1417 | 0.0001 | 0.058333 | 0.16868 | 0.46315
2727 | 1 | 0.00015582 | 0 | 0 | 0.00021382 | 0.00011416 | 0.26336 | 0.14171 | 0.1998 | 0.0001 | 0.075 | 0.21411 | 0.26336
2728 | 1 | 0.00014945 | 0 | 0 | 0.00022322 | 0.00011416 | 0.099818 | 0.14572 | 0.2843 | 0.0001 | 0.075 | 0.1349 | 0.099818
2729 | 1 | 0.00015127 | 0 | 0 | 0.00022322 | 0.00011416 | 0.037005 | 0.11609 | 0.3926 | 0.0001 | 0.075 | 0.039648 | 0.037005
2730 | 1 | 0.00014811 | 0 | 0 | 0.00016448 | 0.00011416 | 0.078111 | 0.1201 | 0.5192 | 0.0001 | 0.075 | 0.0013373 | 0.078111
2731 | 1 | 0.00013138 | 3.1936e-05 | 0 | 0.00011748 | 0.00011416 | 0 | 0.13691 | 0.5165 | 0.0001 | 0.075 | 0.0049321 | 0
2732 | 1 | 0.00012309 | 5.3732e-05 | 0 | 8.8113e-05 | 0.00011416 | 0 | 0.19616 | 0.447 | 0.0001 | 0.075 | 0.065567 | 0
2733 | 1 | 0.00012646 | 6.724e-05 | 0 | 5.8742e-05 | 0.00011416 | 0 | 0.16413 | 0.4023 | 0.0001 | 0.075 | 0.09524 | 0
2734 | 1 | 0.00012878 | 8.0154e-05 | 0 | 3.7595e-05 | 0.00011416 | 0 | 0.17374 | 0.3534 | 0.0001 | 0.075 | 0.062136 | 0
2735 | 1 | 0.00011666 | 9.0363e-05 | 0 | 2.3497e-05 | 0.00011416 | 0 | 0.15933 | 0.3865 | 0.0001 | 0.066667 | 0.021786 | 0
2736 | 1 | 8.6272e-05 | 9.7518e-05 | 0 | 9.3987e-06 | 0.00011416 | 0 | 0.084868 | 0.3408 | 0.0001 | 0.066667 | 0.0013373 | 0
2737 | 1 | 6.5608e-05 | 0.00010401 | 0 | 5.8742e-06 | 0.00011416 | 0 | 0.068054 | 0.263 | 0.0001 | 0.066667 | 0.045108 | 0
2738 | 1 | 5.0498e-05 | 0.00010979 | 0 | 2.3497e-06 | 0.00011416 | 0 | 0.077662 | 0.1981 | 0.0001 | 0.066667 | 0.19607 | 0
2739 | 1 | 4.5369e-05 | 0.00011443 | 0 | 1.1748e-06 | 0.00011416 | 0 | 0.088871 | 0.2032 | 0.0001 | 0.066667 | 0.24976 | 0
2740 | 1 | 3.879e-05 | 0.00011799 | 0 | 1.4098e-05 | 0.00011416 | 0 | 0.086469 | 0.2094 | 0.0001 | 0.066667 | 0.15647 | 0
2741 | 1 | 4.0345e-05 | 0.00012034 | 0 | 3.7595e-05 | 0.00011416 | 0 | 0.06245 | 0.2245 | 0.0001 | 0.075 | 0.045866 | 0
2742 | 1 | 4.7505e-05 | 0.00011506 | 0 | 9.3987e-05 | 0.00011416 | 0 | 0.07526 | 0.2627 | 0.0001 | 0.075 | 0.0014192 | 0
2743 | 1 | 6.6093e-05 | 0.00010466 | 0 | 0.0001821 | 0.00011416 | 0 | 0.10809 | 0.2864 | 0.0001 | 0.075 | 0.0065588 | 0
2744 | 1 | 9.3638e-05 | 9.2317e-05 | 0 | 0.0001586 | 0.00011416 | 0 | 0.13291 | 0.2981 | 0.0001 | 0.075 | 0.078843 | 0
2745 | 1 | 0.00011643 | 7.8182e-05 | 0 | 0.00014685 | 0.00011416 | 0 | 0.1281 | 0.3125 | 0.0001 | 0.066667 | 0.11077 | 0
2746 | 1 | 0.00012805 | 6.5076e-05 | 0 | 0.00016448 | 0.00011416 | 0 | 0.13451 | 0.3377 | 0.0001 | 0.066667 | 0.070468 | 0
2747 | 1 | 0.0001372 | 4.9492e-05 | 0 | 0.00018797 | 0.00011416 | 0.015355 | 0.15693 | 0.3938 | 0.0001 | 0.075 | 0.023696 | 0.015355
2748 | 1 | 0.00013914 | 3.04e-05 | 0 | 0.00020677 | 0.00011416 | 0.18109 | 0.18495 | 0.401 | 0.0001 | 0.075 | 0.0013373 | 0.18109
2749 | 1 | 0.00012951 | 1.684e-05 | 0 | 0.00018797 | 0.00011416 | 0.0013929 | 0.18735 | 0.3794 | 0.0001 | 0.075 | 0.050866 | 0.0013929
2750 | 1 | 0.00011874 | 1.0802e-05 | 0 | 0.00019032 | 0.00011416 | 0 | 0.22018 | 0.3873 | 0.0001 | 0.075 | 0.21846 | 0
2751 | 1 | 0.00011534 | 7.1027e-06 | 0 | 0.00021382 | 0.00011416 | 0.0065854 | 0.2506 | 0.4053 | 0.0001 | 0.075 | 0.27895 | 0.0065854
2752 | 1 | 0.00011203 | 1.0366e-05 | 0 | 0.00022322 | 0.00011416 | 0.04163 | 0.22978 | 0.4109 | 0.0001 | 0.075 | 0.17408 | 0.04163
2753 | 1 | 0.0001109 | 2.1884e-05 | 0 | 0.00022322 | 0.00011416 | 0.15409 | 0.18014 | 0.4039 | 0.0001 | 0.083333 | 0.050934 | 0.15409
2754 | 1 | 0.00010824 | 3.9911e-05 | 0 | 0.00016448 | 0.00011416 | 0.053096 | 0.1233 | 0.4244 | 0.0001 | 0.1 | 0.0014827 | 0.053096
2755 | 1 | 9.8657e-05 | 6.71e-05 | 0 | 0.00011748 | 0.00011416 | 0 | 0.07446 | 0.4246 | 0.0001 | 0.083333 | 0.0079894 | 0
2756 | 1 | 9.2204e-05 | 8.394e-05 | 0 | 8.8113e-05 | 0.00011416 | 0 | 0.064852 | 0.4026 | 0.0001 | 0.058333 | 0.089897 | 0
2757 | 1 | 0.00010132 | 9.5092e-05 | 0 | 5.8742e-05 | 0.00011416 | 0 | 0.084868 | 0.3588 | 0.0001 | 0.058333 | 0.12346 | 0
2758 | 1 | 9.6709e-05 | 0.00010717 | 0 | 3.7595e-05 | 0.00011416 | 0 | 0.1257 | 0.3211 | 0.0001 | 0.058333 | 0.077184 | 0
2759 | 1 | 9.144e-05 | 0.00011047 | 0 | 2.3497e-05 | 0.00011416 | 0 | 0.11849 | 0.29 | 0.0001 | 0.066667 | 0.025199 | 0
2760 | 1 | 6.958e-05 | 0.0001065 | 0 | 9.3987e-06 | 0.00011416 | 0 | 0.1273 | 0.2406 | 0.0001 | 0.066667 | 0.0013373 | 0
2761 | 1 | 5.2575e-05 | 0.00010274 | 0 | 5.8742e-06 | 0.00011416 | 0 | 0.15853 | 0.2062 | 0.0001 | 0.075 | 0.057093 | 0
2762 | 1 | 3.8316e-05 | 0.00010129 | 0 | 2.3497e-06 | 0.00011416 | 0 | 0.19936 | 0.1841 | 0.0001 | 0.083333 | 0.24249 | 0
2763 | 1 | 3.2874e-05 | 0.00010281 | 0 | 1.1748e-06 | 0.00011416 | 0 | 0.19536 | 0.2055 | 0.0001 | 0.091667 | 0.31032 | 0
2764 | 1 | 3.0961e-05 | 0.00010682 | 0 | 1.4098e-05 | 0.00011416 | 0 | 0.19295 | 0.1713 | 0.0001 | 0.1 | 0.19297 | 0
2765 | 1 | 3.4296e-05 | 0.00011244 | 0 | 3.7595e-05 | 0.00011416 | 0 | 0.16093 | 0.1269 | 0.0001 | 0.1 | 0.056361 | 0
2766 | 1 | 3.4854e-05 | 0.0001053 | 0 | 9.3987e-05 | 0.00011416 | 0 | 0.1257 | 0.0931 | 0.0001 | 0.1 | 0.0015481 | 0
2767 | 1 | 4.3935e-05 | 8.9752e-05 | 0 | 0.0001821 | 0.00011416 | 0.0076217 | 0.084868 | 0.0483 | 0.0001 | 0.1 | 0.0096143 | 0.0076217
2768 | 1 | 6.7532e-05 | 6.5913e-05 | 0 | 0.0001586 | 0.00011416 | 0.0011589 | 0.048839 | 0.0278 | 0.0001 | 0.10833 | 0.10194 | 0.0011589
2769 | 1 | 8.8786e-05 | 5.012e-05 | 0 | 0.00014685 | 0.00011416 | 0.012959 | 0.044035 | 0.0245 | 0.0001 | 0.125 | 0.13708 | 0.012959
2770 | 1 | 0.00010534 | 3.232e-05 | 0 | 0.00016448 | 0.00011416 | 0 | 0.053643 | 0.0322 | 0.0001 | 0.14167 | 0.084313 | 0
2771 | 1 | 0.0001206 | 2.0331e-05 | 0 | 0.00018797 | 0.00011416 | 0.059726 | 0.085669 | 0.0576 | 0.0001 | 0.091667 | 0.026764 | 0.059726
2772 | 1 | 0.00012354 | 1.9755e-05 | 0 | 0.00020677 | 0.00011416 | 0 | 0.076061 | 0.0855 | 0.0001 | 0.041667 | 0.0013373 | 0
2773 | 1 | 0.00011071 | 2.253e-05 | 0 | 0.00018797 | 0.00011416 | 0.059715 | 0.066453 | 0.1192 | 0.0001 | 0.058333 | 0.061516 | 0.059715
2774 | 1 | 9.8758e-05 | 2.7241e-05 | 0 | 0.00019032 | 0.00011416 | 0 | 0.056045 | 0.156 | 0.0001 | 0.075 | 0.25945 | 0
2775 | 1 | 9.6206e-05 | 3.2878e-05 | 0 | 0.00021382 | 0.00011416 | 0 | 0.046437 | 0.2 | 0.0001 | 0.1 | 0.33249 | 0
2776 | 1 | 9.4523e-05 | 4.0923e-05 | 0 | 0.00022322 | 0.00011416 | 0 | 0.033627 | 0.2214 | 0.0001 | 0.10833 | 0.20629 | 0
2777 | 1 | 9.7575e-05 | 5.2406e-05 | 0 | 0.00022322 | 0.00011416 | 0 | 0.026421 | 0.2264 | 0.0001 | 0.091667 | 0.060186 | 0
2778 | 1 | 0.00010472 | 6.8496e-05 | 0 | 0.00016448 | 0.00011416 | 0 | 0.028022 | 0.2387 | 0.0001 | 0.066667 | 0.0015928 | 0
2779 | 1 | 0.00010819 | 8.5668e-05 | 0 | 0.00011748 | 0.00011416 | 0 | 0.040032 | 0.2651 | 0.0001 | 0.075 | 0.010812 | 0
2780 | 1 | 0.00010638 | 9.476e-05 | 0 | 8.8113e-05 | 0.00011416 | 0 | 0.063251 | 0.2877 | 0.0001 | 0.10833 | 0.11054 | 0
2781 | 1 | 0.00010732 | 0.00010137 | 0 | 5.8742e-05 | 0.00011416 | 0 | 0.088871 | 0.2871 | 0.0001 | 0.11667 | 0.1467 | 0
2782 | 1 | 0.0001029 | 0.00010778 | 0 | 3.7595e-05 | 0.00011416 | 0 | 0.10488 | 0.2946 | 0.0001 | 0.11667 | 0.089302 | 0
2783 | 1 | 9.0867e-05 | 0.00011441 | 0 | 2.3497e-05 | 0.00011416 | 0 | 0.1289 | 0.295 | 0.0001 | 0.11667 | 0.027843 | 0
2784 | 1 | 6.6453e-05 | 0.00012202 | 0 | 9.3987e-06 | 0.00011416 | 0 | 0.1297 | 0.2967 | 0.0001 | 0.10833 | 0.0013373 | 0
2785 | 1 | 4.9777e-05 | 0.00013109 | 0 | 5.8742e-06 | 0.00011416 | 0 | 0.1273 | 0.3085 | 0.0001 | 0.083333 | 0.06381 | 0
2786 | 1 | 3.8845e-05 | 0.00014207 | 0 | 2.3497e-06 | 0.00011416 | 0 | 0.15452 | 0.3314 | 0.0001 | 0.066667 | 0.26822 | 0
2787 | 1 | 3.123e-05 | 0.00015432 | 0 | 1.1748e-06 | 0.00011416 | 0 | 0.17614 | 0.3551 | 0.0001 | 0.058333 | 0.34396 | 0
2788 | 1 | 3.4283e-05 | 0.00016711 | 0 | 1.4098e-05 | 0.00011416 | 0 | 0.18895 | 0.3601 | 0.0001 | 0.083333 | 0.21317 | 0
2789 | 1 | 5.3654e-05 | 0.00017912 | 0 | 3.7595e-05 | 0.00011416 | 0 | 0.20416 | 0.3496 | 0.0001 | 0.125 | 0.062162 | 0
2790 | 1 | 9.1307e-05 | 0.00017748 | 0 | 9.3987e-05 | 0.00011416 | 0 | 0.2522 | 0.3205 | 0.0001 | 0.11667 | 0.0016155 | 0
2791 | 1 | 0.00012273 | 0.00016347 | 0 | 0.0001821 | 0.00011416 | 0 | 0.24099 | 0.2881 | 0.0001 | 0.10833 | 0.011446 | 0
2792 | 1 | 0.00014652 | 0.00014535 | 0 | 0.0001586 | 0.00011416 | 0 | 0.28503 | 0.2479 | 0.0001 | 0.10833 | 0.11501 | 0
2793 | 1 | 0.00016006 | 0.00012556 | 0 | 0.00014685 | 0.00011416 | 0.083716 | 0.28503 | 0.2212 | 0.0001 | 0.1 | 0.15168 | 0.083716
2794 | 1 | 0.00016728 | 0.00010764 | 0 | 0.00016448 | 0.00011416 | 0.0013483 | 0.35068 | 0.2081 | 0.0001 | 0.091667 | 0.091868 | 0.0013483
2795 | 1 | 0.00017608 | 9.2806e-05 | 0 | 0.00018797 | 0.00011416 | 0.020737 | 0.35148 | 0.2061 | 0.0001 | 0.058333 | 0.028393 | 0.020737
2796 | 1 | 0.00016619 | 8.2265e-05 | 0 | 0.00020677 | 0.00011416 | 0.057051 | 0.29944 | 0.2015 | 0.0001 | 0.058333 | 0.0013373 | 0.057051
2797 | 1 | 0.00016616 | 7.6349e-05 | 0 | 0.00018797 | 0.00011416 | 0.11751 | 0.2482 | 0.1868 | 0.0001 | 0.058333 | 0.068568 | 0.11751
2798 | 1 | 0.00016249 | 7.4447e-05 | 0 | 0.00019032 | 0.00011416 | 0.24252 | 0.23139 | 0.1644 | 0.0001 | 0.058333 | 0.28635 | 0.24252
2799 | 1 | 0.00015888 | 7.5145e-05 | 0 | 0.00021382 | 0.00011416 | 0.058611 | 0.22658 | 0.1382 | 0.0001 | 0.075 | 0.36769 | 0.058611
2800 | 1 | 0.00015316 | 7.8548e-05 | 0 | 0.00022322 | 0.00011416 | 0.13902 | 0.19936 | 0.1175 | 0.0001 | 0.075 | 0.22739 | 0.13902
2801 | 1 | 0.000154 | 8.6977e-05 | 0 | 0.00022322 | 0.00011416 | 0.081443 | 0.16653 | 0.0983 | 0.0001 | 0.075 | 0.066242 | 0.081443
2802 | 1 | 0.00014828 | 0.00010411 | 0 | 0.00016448 | 0.00011416 | 0 | 0.17534 | 0.0722 | 0.0001 | 0.066667 | 0.0016614 | 0
2803 | 1 | 0.0001308 | 0.0001404 | 0 | 0.00011748 | 0.00011416 | 0 | 0.16253 | 0.0514 | 0.0001 | 0.066667 | 0.012788 | 0
2804 | 1 | 0.00011748 | 0.00017081 | 0 | 8.8113e-05 | 0.00011416 | 0 | 0.16493 | 0.0278 | 0.0001 | 0.066667 | 0.12432 | 0
2805 | 1 | 0.00011796 | 0.00018901 | 0 | 5.8742e-05 | 0.00011416 | 0 | 0.16653 | 0.0057 | 0.0001 | 0.066667 | 0.16196 | 0
2806 | 1 | 0.00012176 | 0.0002068 | 0 | 3.7595e-05 | 0.00011416 | 0 | 0.14652 | 0.0002 | 0.0001 | 0.058333 | 0.097148 | 0
2807 | 1 | 0.00010653 | 0.00022074 | 0 | 2.3497e-05 | 0.00011416 | 0 | 0.1209 | 0.0001 | 0.0001 | 0.066667 | 0.029515 | 0
2808 | 1 | 7.7228e-05 | 0.00023275 | 0 | 9.3987e-06 | 0.00011416 | 0 | 0.095276 | 0.0278 | 0.0001 | 0.083333 | 0.0013373 | 0
2809 | 1 | 6.0486e-05 | 0.0002384 | 0 | 5.8742e-06 | 0.00011416 | 0 | 0.06245 | 0.0931 | 0.0001 | 0.10833 | 0.068568 | 0
2810 | 1 | 4.7435e-05 | 0.00023879 | 0 | 2.3497e-06 | 0.00011416 | 0 | 0.038431 | 0.1513 | 0.0001 | 0.11667 | 0.28635 | 0
2811 | 1 | 4.5256e-05 | 0.0002506 | 0 | 1.1748e-06 | 0.00011416 | 0 | 0.032026 | 0.1894 | 0.0001 | 0.091667 | 0.36769 | 0
2812 | 1 | 4.8704e-05 | 0.00026369 | 0 | 1.4098e-05 | 0.00011416 | 0 | 0.040032 | 0.2313 | 0.0001 | 0.083333 | 0.22739 | 0
2813 | 1 | 6.5184e-05 | 0.00026573 | 0 | 3.7595e-05 | 0.00011416 | 0 | 0.061649 | 0.2834 | 0.0001 | 0.075 | 0.066242 | 0
2814 | 1 | 0.00010045 | 0.00022599 | 0 | 9.3987e-05 | 0.00011416 | 0 | 0.10969 | 0.3609 | 0.0001 | 0.075 | 0.0016614 | 0
2815 | 1 | 0.00013319 | 0.00018786 | 0 | 0.0001821 | 0.00011416 | 0.12647 | 0.17134 | 0.4104 | 0.0001 | 0.075 | 0.012788 | 0.12647
2816 | 1 | 0.00015205 | 0.00014357 | 0 | 0.0001586 | 0.00011416 | 0.17558 | 0.14331 | 0.4037 | 0.0001 | 0.058333 | 0.12432 | 0.17558
2817 | 1 | 0.00016119 | 0.00012029 | 0 | 0.00014685 | 0.00011416 | 0.14021 | 0.14732 | 0.393 | 0.0001 | 0.025 | 0.16196 | 0.14021
2818 | 1 | 0.00016363 | 0.00010883 | 0 | 0.00016448 | 0.00011416 | 0.088809 | 0.2546 | 0.3735 | 0.0001 | 0.041667 | 0.097148 | 0.088809
2819 | 1 | 0.0001671 | 0.00010036 | 0 | 0.00018797 | 0.00011416 | 0.47628 | 0.28983 | 0.3635 | 0.0001 | 0.05 | 0.029515 | 0.47628
2820 | 1 | 0.00016389 | 9.4621e-05 | 0 | 0.00020677 | 0.00011416 | 0.76479 | 0.34027 | 0.3442 | 0.0001 | 0.058333 | 0.0013373 | 0.76479
2821 | 1 | 0.00015988 | 8.9473e-05 | 0 | 0.00018797 | 0.00011416 | 0.49278 | 0.32506 | 0.3127 | 0.0001 | 0.066667 | 0.068568 | 0.49278
2822 | 1 | 0.00015575 | 8.5843e-05 | 0 | 0.00019032 | 0.00011416 | 0.22117 | 0.33547 | 0.2775 | 0.0001 | 0.058333 | 0.28635 | 0.22117
2823 | 1 | 0.00015138 | 8.49e-05 | 0 | 0.00021382 | 0.00011416 | 0.2112 | 0.35228 | 0.253 | 0.0001 | 0.05 | 0.36769 | 0.2112
2824 | 1 | 0.00014906 | 8.7309e-05 | 0 | 0.00022322 | 0.00011416 | 0.35561 | 0.33467 | 0.2517 | 0.0001 | 0.075 | 0.22739 | 0.35561
2825 | 1 | 0.00014887 | 9.5511e-05 | 0 | 0.00022322 | 0.00011416 | 0.1452 | 0.30344 | 0.2555 | 0.0001 | 0.075 | 0.066242 | 0.1452
2826 | 1 | 0.00014275 | 0.00011455 | 0 | 0.00016448 | 0.00011416 | 0.024392 | 0.26101 | 0.2714 | 0.0001 | 0.066667 | 0.0016614 | 0.024392
2827 | 1 | 0.0001252 | 0.00016413 | 0 | 0.00011748 | 0.00011416 | 0 | 0.20576 | 0.3034 | 0.0001 | 0.05 | 0.012788 | 0
2828 | 1 | 0.00011217 | 0.00019765 | 0 | 8.8113e-05 | 0.00011416 | 0 | 0.15532 | 0.3445 | 0.0001 | 0.05 | 0.12432 | 0
2829 | 1 | 0.00011989 | 0.00020859 | 0 | 5.8742e-05 | 0.00011416 | 0 | 0.1305 | 0.4099 | 0.0001 | 0.05 | 0.16196 | 0
2830 | 1 | 0.00012239 | 0.0002191 | 0 | 3.7595e-05 | 0.00011416 | 0 | 0.11049 | 0.4148 | 0.0001 | 0.058333 | 0.097148 | 0
2831 | 1 | 0.00010853 | 0.00022877 | 0 | 2.3497e-05 | 0.00011416 | 0 | 0.084868 | 0.4037 | 0.0001 | 0.058333 | 0.029515 | 0
2832 | 1 | 7.6445e-05 | 0.00023402 | 0 | 9.3987e-06 | 0.00011416 | 0 | 0.067254 | 0.3744 | 0.0001 | 0.066667 | 0.0013373 | 0
2833 | 1 | 6.0299e-05 | 0.0002392 | 0 | 5.8742e-06 | 0.00011416 | 0 | 0.058447 | 0.3513 | 0.0001 | 0.066667 | 0.068568 | 0
2834 | 1 | 4.9989e-05 | 0.00024531 | 0 | 2.3497e-06 | 0.00011416 | 0 | 0.058447 | 0.3384 | 0.0001 | 0.066667 | 0.28635 | 0
2835 | 1 | 4.5251e-05 | 0.00024837 | 0 | 1.1748e-06 | 0.00011416 | 0 | 0.083267 | 0.343 | 0.0001 | 0.066667 | 0.36769 | 0
2836 | 1 | 5.0217e-05 | 0.00024578 | 0 | 1.4098e-05 | 0.00011416 | 0 | 0.11609 | 0.3421 | 0.0001 | 0.066667 | 0.22739 | 0
2837 | 1 | 6.9956e-05 | 0.00024013 | 0 | 3.7595e-05 | 0.00011416 | 0 | 0.17214 | 0.3439 | 0.0001 | 0.066667 | 0.066242 | 0
2838 | 1 | 0.00010551 | 0.00021184 | 0 | 9.3987e-05 | 0.00011416 | 0 | 0.22418 | 0.3488 | 0.0001 | 0.066667 | 0.0016614 | 0
2839 | 1 | 0.00013782 | 0.00018741 | 0 | 0.0001821 | 0.00011416 | 0.015678 | 0.26261 | 0.3502 | 0.0001 | 0.058333 | 0.012788 | 0.015678
2840 | 1 | 0.00015708 | 0.00015402 | 0 | 0.0001586 | 0.00011416 | 0.14928 | 0.28503 | 0.3502 | 0.0001 | 0.066667 | 0.12432 | 0.14928
2841 | 1 | 0.00016755 | 0.00011551 | 0 | 0.00014685 | 0.00011416 | 0.36415 | 0.17374 | 0.3589 | 0.0001 | 0.066667 | 0.16196 | 0.36415
2842 | 1 | 0.00017005 | 8.8233e-05 | 0 | 0.00016448 | 0.00011416 | 0.69499 | 0.14091 | 0.3946 | 0.0001 | 0.083333 | 0.097148 | 0.69499
2843 | 1 | 0.00017733 | 6.6664e-05 | 0 | 0.00018797 | 0.00011416 | 0.15075 | 0.2474 | 0.4492 | 0.0001 | 0.091667 | 0.029515 | 0.15075
2844 | 1 | 0.00017322 | 5.5739e-05 | 0 | 0.00020677 | 0.00011416 | 0.20833 | 0.30985 | 0.5021 | 0.0001 | 0.091667 | 0.0013373 | 0.20833
2845 | 1 | 0.00017472 | 5.368e-05 | 0 | 0.00018797 | 0.00011416 | 0.012335 | 0.33147 | 0.5915 | 0.0001 | 0.083333 | 0.06616 | 0.012335
2846 | 1 | 0.00017033 | 5.5722e-05 | 0 | 0.00019032 | 0.00011416 | 0 | 0.33787 | 0.6383 | 0.0001 | 0.033333 | 0.27718 | 0
2847 | 1 | 0.00016247 | 6.012e-05 | 0 | 0.00021382 | 0.00011416 | 0.2372 | 0.30344 | 0.6198 | 0.0001 | 0.058333 | 0.3557 | 0.2372
2848 | 1 | 0.0001579 | 6.5547e-05 | 0 | 0.00022322 | 0.00011416 | 0.1612 | 0.29223 | 0.6129 | 0.0001 | 0.058333 | 0.2202 | 0.1612
2849 | 1 | 0.00015694 | 7.4779e-05 | 0 | 0.00022322 | 0.00011416 | 0.036526 | 0.30184 | 0.5915 | 0.0001 | 0.058333 | 0.06418 | 0.036526
2850 | 1 | 0.00015306 | 9.0118e-05 | 0 | 0.00016448 | 0.00011416 | 0.018698 | 0.30825 | 0.5523 | 0.0001 | 0.058333 | 0.0016383 | 0.018698
2851 | 1 | 0.0001418 | 0.00011462 | 0 | 0.00011748 | 0.00011416 | 0 | 0.28423 | 0.5063 | 0.0001 | 0.058333 | 0.012104 | 0
2852 | 1 | 0.00013103 | 0.00013315 | 0 | 8.8113e-05 | 0.00011416 | 0 | 0.2546 | 0.4718 | 0.0001 | 0.058333 | 0.11961 | 0
2853 | 1 | 0.00013847 | 0.00013725 | 0 | 5.8742e-05 | 0.00011416 | 0 | 0.32266 | 0.4584 | 0.0001 | 0.058333 | 0.15676 | 0
2854 | 1 | 0.00013671 | 0.00014141 | 0 | 3.7595e-05 | 0.00011416 | 0 | 0.34267 | 0.4451 | 0.0001 | 0.058333 | 0.094484 | 0
2855 | 1 | 0.0001211 | 0.00014818 | 0 | 2.3497e-05 | 0.00011416 | 0 | 0.28343 | 0.4257 | 0.0001 | 0.058333 | 0.02895 | 0
2856 | 1 | 9.5873e-05 | 0.00015385 | 0 | 9.3987e-06 | 0.00011416 | 0 | 0.2554 | 0.3899 | 0.0001 | 0.058333 | 0.0013373 | 0
2857 | 1 | 7.7901e-05 | 0.00016142 | 0 | 5.8742e-06 | 0.00011416 | 0 | 0.26501 | 0.3327 | 0.0001 | 0.066667 | 0.061516 | 0
2858 | 1 | 6.4745e-05 | 0.00016914 | 0 | 2.3497e-06 | 0.00011416 | 0 | 0.22498 | 0.3046 | 0.0001 | 0.091667 | 0.25945 | 0
2859 | 1 | 5.7069e-05 | 0.0001769 | 0 | 1.1748e-06 | 0.00011416 | 0 | 0.22178 | 0.3157 | 0.0001 | 0.091667 | 0.33249 | 0
2860 | 1 | 6.0093e-05 | 0.00018434 | 0 | 1.4098e-05 | 0.00011416 | 0 | 0.22098 | 0.2844 | 0.0001 | 0.075 | 0.20629 | 0
2861 | 1 | 7.8367e-05 | 0.00018837 | 0 | 3.7595e-05 | 0.00011416 | 0 | 0.18415 | 0.25 | 0.0001 | 0.066667 | 0.060186 | 0
2862 | 1 | 0.00010686 | 0.00018032 | 0 | 9.3987e-05 | 0.00011416 | 0 | 0.14892 | 0.2486 | 0.0001 | 0.058333 | 0.0015928 | 0
2863 | 1 | 0.00013824 | 0.00016076 | 0 | 0.0001821 | 0.00011416 | 0.06464 | 0.13291 | 0.273 | 0.0001 | 0.058333 | 0.010812 | 0.06464
2864 | 1 | 0.00015822 | 0.00013284 | 0 | 0.0001586 | 0.00011416 | 0.021506 | 0.11529 | 0.3211 | 0.0001 | 0.066667 | 0.11054 | 0.021506
2865 | 1 | 0.0001692 | 0.00011062 | 0 | 0.00014685 | 0.00011416 | 0.00507 | 0.1289 | 0.3583 | 0.0001 | 0.083333 | 0.1467 | 0.00507
2866 | 1 | 0.00017435 | 9.7221e-05 | 0 | 0.00016448 | 0.00011416 | 0.026654 | 0.13451 | 0.372 | 0.0001 | 0.091667 | 0.089302 | 0.026654
2867 | 1 | 0.00017934 | 8.8862e-05 | 0 | 0.00018797 | 0.00011416 | 0 | 0.11849 | 0.369 | 0.0001 | 0.083333 | 0.027843 | 0
2868 | 1 | 0.00017107 | 8.2789e-05 | 0 | 0.00020677 | 0.00011416 | 0.0013706 | 0.16333 | 0.3496 | 0.0001 | 0.066667 | 0.0013373 | 0.0013706
2869 | 1 | 0.00016996 | 7.8443e-05 | 0 | 0.00018797 | 0.00011416 | 0.0013594 | 0.17614 | 0.3317 | 0.0001 | 0.05 | 0.057093 | 0.0013594
2870 | 1 | 0.00016375 | 7.5005e-05 | 0 | 0.00019032 | 0.00011416 | 0 | 0.19856 | 0.3152 | 0.0001 | 0.066667 | 0.24249 | 0
2871 | 1 | 0.00016285 | 7.5267e-05 | 0 | 0.00021382 | 0.00011416 | 0 | 0.19536 | 0.3008 | 0.0001 | 0.091667 | 0.31032 | 0
2872 | 1 | 0.00015847 | 7.6122e-05 | 0 | 0.00022322 | 0.00011416 | 0.40241 | 0.19536 | 0.2667 | 0.0001 | 0.1 | 0.19297 | 0.40241
2873 | 1 | 0.00015523 | 7.9682e-05 | 0 | 0.00022322 | 0.00011416 | 0.026175 | 0.17774 | 0.2024 | 0.0001 | 0.075 | 0.056361 | 0.026175
2874 | 1 | 0.00014673 | 9.1287e-05 | 0 | 0.00016448 | 0.00011416 | 0 | 0.18094 | 0.1426 | 0.0001 | 0.075 | 0.0015481 | 0
2875 | 1 | 0.00013047 | 0.00013198 | 0 | 0.00011748 | 0.00011416 | 0 | 0.13531 | 0.0872 | 0.0001 | 0.075 | 0.0096143 | 0
2876 | 1 | 0.00011801 | 0.00016453 | 0 | 8.8113e-05 | 0.00011416 | 0 | 0.093675 | 0.0619 | 0.0001 | 0.058333 | 0.10194 | 0
2877 | 1 | 0.00012013 | 0.00017374 | 0 | 5.8742e-05 | 0.00011416 | 0 | 0.11769 | 0.0783 | 0.0001 | 0.075 | 0.13708 | 0
2878 | 1 | 0.00012589 | 0.0001794 | 0 | 3.7595e-05 | 0.00011416 | 0 | 0.13691 | 0.1183 | 0.0001 | 0.1 | 0.084313 | 0
2879 | 1 | 0.00011586 | 0.00018442 | 0 | 2.3497e-05 | 0.00011416 | 0 | 0.11609 | 0.1391 | 0.0001 | 0.10833 | 0.026764 | 0
2880 | 1 | 8.5759e-05 | 0.0001902 | 0 | 9.3987e-06 | 0.00011416 | 0 | 0.066453 | 0.1148 | 0.0001 | 0.11667 | 0.0013373 | 0
2881 | 1 | 6.501e-05 | 0.00019851 | 0 | 5.8742e-06 | 0.00011416 | 0 | 0.040833 | 0.0924 | 0.0001 | 0.125 | 0.052888 | 0
2882 | 1 | 4.9011e-05 | 0.00021015 | 0 | 2.3497e-06 | 0.00011416 | 0 | 0.020016 | 0.0905 | 0.0001 | 0.14167 | 0.22628 | 0
2883 | 1 | 4.1079e-05 | 0.00021924 | 0 | 1.1748e-06 | 0.00011416 | 0 | 0.017614 | 0.1029 | 0.0001 | 0.15 | 0.28916 | 0
2884 | 1 | 3.7293e-05 | 0.00022249 | 0 | 1.4098e-05 | 0.00011416 | 0 | 0.020817 | 0.121 | 0.0001 | 0.15 | 0.18023 | 0
2885 | 1 | 3.8655e-05 | 0.00021901 | 0 | 3.7595e-05 | 0.00011416 | 0 | 0.056845 | 0.151 | 0.0001 | 0.14167 | 0.052702 | 0
2886 | 1 | 4.1546e-05 | 0.00020027 | 0 | 9.3987e-05 | 0.00011416 | 0 | 0.10809 | 0.1836 | 0.0001 | 0.091667 | 0.0015043 | 0
2887 | 1 | 4.9157e-05 | 0.00018123 | 0 | 0.0001821 | 0.00011416 | 0 | 0.16013 | 0.1991 | 0.0001 | 0.066667 | 0.0085089 | 0
2888 | 1 | 6.5376e-05 | 0.00015945 | 0 | 0.0001586 | 0.00011416 | 0 | 0.1241 | 0.1957 | 0.0001 | 0.058333 | 0.0938 | 0
2889 | 1 | 8.3265e-05 | 0.00013813 | 0 | 0.00014685 | 0.00011416 | 0.066746 | 0.11049 | 0.1847 | 0.0001 | 0.066667 | 0.12789 | 0.066746
2890 | 1 | 9.3835e-05 | 0.00011766 | 0 | 0.00016448 | 0.00011416 | 0.005304 | 0.10729 | 0.1554 | 0.0001 | 0.075 | 0.079513 | 0.005304
2891 | 1 | 0.0001022 | 9.9577e-05 | 0 | 0.00018797 | 0.00011416 | 0.048917 | 0.072058 | 0.1284 | 0.0001 | 0.1 | 0.025714 | 0.048917
2892 | 1 | 0.00010137 | 8.5633e-05 | 0 | 0.00020677 | 0.00011416 | 0.14777 | 0.066453 | 0.1273 | 0.0001 | 0.11667 | 0.0013373 | 0.14777
2893 | 1 | 9.1722e-05 | 7.2876e-05 | 0 | 0.00018797 | 0.00011416 | 0.043491 | 0.07446 | 0.1386 | 0.0001 | 0.11667 | 0.045108 | 0.043491
2894 | 1 | 8.1753e-05 | 6.607e-05 | 0 | 0.00019032 | 0.00011416 | 0.25018 | 0.066453 | 0.1659 | 0.0001 | 0.10833 | 0.19607 | 0.25018
2895 | 1 | 7.6126e-05 | 6.3557e-05 | 0 | 0.00021382 | 0.00011416 | 0.14551 | 0.069656 | 0.1817 | 0.0001 | 0.083333 | 0.24976 | 0.14551
2896 | 1 | 7.3329e-05 | 6.6105e-05 | 0 | 0.00022322 | 0.00011416 | 0.25375 | 0.063251 | 0.1954 | 0.0001 | 0.075 | 0.15647 | 0.25375
2897 | 1 | 7.5309e-05 | 7.2318e-05 | 0 | 0.00022322 | 0.00011416 | 0.19087 | 0.077662 | 0.2218 | 0.0001 | 0.1 | 0.045866 | 0.19087
2898 | 1 | 7.7574e-05 | 8.8687e-05 | 0 | 0.00016448 | 0.00011416 | 0.066177 | 0.08727 | 0.2423 | 0.0001 | 0.11667 | 0.0014192 | 0.066177
2899 | 1 | 7.428e-05 | 0.00012205 | 0 | 0.00011748 | 0.00011416 | 0 | 0.086469 | 0.2538 | 0.0001 | 0.11667 | 0.0065588 | 0
2900 | 1 | 6.9667e-05 | 0.00014762 | 0 | 8.8113e-05 | 0.00011416 | 0 | 0.089672 | 0.2574 | 0.0001 | 0.1 | 0.078843 | 0
2901 | 1 | 7.798e-05 | 0.00015896 | 0 | 5.8742e-05 | 0.00011416 | 0 | 0.096878 | 0.2409 | 0.0001 | 0.1 | 0.11077 | 0
2902 | 1 | 8.8704e-05 | 0.00017167 | 0 | 3.7595e-05 | 0.00011416 | 0 | 0.11209 | 0.2331 | 0.0001 | 0.1 | 0.070468 | 0
2903 | 1 | 8.2898e-05 | 0.00018889 | 0 | 2.3497e-05 | 0.00011416 | 0 | 0.13691 | 0.2181 | 0.0001 | 0.091667 | 0.023696 | 0
2904 | 1 | 5.5622e-05 | 0.00020414 | 0 | 9.3987e-06 | 0.00011416 | 0 | 0.13291 | 0.1585 | 0.0001 | 0.091667 | 0.0013373 | 0
2905 | 1 | 3.5445e-05 | 0.00021285 | 0 | 5.8742e-06 | 0.00011416 | 0 | 0.11289 | 0.1147 | 0.0001 | 0.1 | 0.039802 | 0
2906 | 1 | 2.1053e-05 | 0.00021875 | 0 | 2.3497e-06 | 0.00011416 | 0 | 0.10408 | 0.0962 | 0.0001 | 0.125 | 0.17527 | 0
2907 | 1 | 1.4383e-05 | 0.00022947 | 0 | 1.1748e-06 | 0.00011416 | 0 | 0.085669 | 0.0779 | 0.0001 | 0.125 | 0.22268 | 0
2908 | 1 | 1.2012e-05 | 0.00023861 | 0 | 1.4098e-05 | 0.00011416 | 0 | 0.046437 | 0.0663 | 0.0001 | 0.075 | 0.14009 | 0
2909 | 1 | 1.831e-05 | 0.00024139 | 0 | 3.7595e-05 | 0.00011416 | 0 | 0.040833 | 0.0638 | 0.0001 | 0.041667 | 0.041147 | 0
2910 | 1 | 2.8032e-05 | 0.00020692 | 0 | 9.3987e-05 | 0.00011416 | 0 | 0.036029 | 0.0633 | 0.0001 | 0.058333 | 0.0013575 | 0
2911 | 1 | 4.8e-05 | 0.00017186 | 0 | 0.0001821 | 0.00011416 | 0.11757 | 0.040833 | 0.0635 | 0.0001 | 0.066667 | 0.0053101 | 0.11757
2912 | 1 | 7.834e-05 | 0.0001298 | 0 | 0.0001586 | 0.00011416 | 0.20549 | 0.032026 | 0.0602 | 0.0001 | 0.066667 | 0.068734 | 0.20549
2913 | 1 | 0.00010326 | 9.0624e-05 | 0 | 0.00014685 | 0.00011416 | 0.33946 | 0.01281 | 0.0655 | 0.0001 | 0.066667 | 0.098975 | 0.33946
2914 | 1 | 0.00011399 | 5.9125e-05 | 0 | 0.00016448 | 0.00011416 | 0.14788 | 0.01201 | 0.067 | 0.0001 | 0.066667 | 0.064153 | 0.14788
2915 | 1 | 0.00012006 | 4.0173e-05 | 0 | 0.00018797 | 0.00011416 | 0.14748 | 0.010408 | 0.0675 | 0.0001 | 0.083333 | 0.022253 | 0.14748
2916 | 1 | 0.00012067 | 2.9877e-05 | 0 | 0.00020677 | 0.00011416 | 0.30253 | 0.01201 | 0.0687 | 0.0001 | 0.10833 | 0.0013373 | 0.30253
2917 | 1 | 0.00011505 | 2.6351e-05 | 0 | 0.00018797 | 0.00011416 | 0.024369 | 0.018415 | 0.0732 | 0.0001 | 0.10833 | 0.031913 | 0.024369
2918 | 1 | 0.00010784 | 2.7241e-05 | 0 | 0.00019032 | 0.00011416 | 0.0092709 | 0.019215 | 0.0735 | 0.0001 | 0.1 | 0.14396 | 0.0092709
2919 | 1 | 0.0001019 | 3.1657e-05 | 0 | 0.00021382 | 0.00011416 | 0.0025406 | 0.021617 | 0.0833 | 0.0001 | 0.075 | 0.18203 | 0.0025406
2920 | 1 | 9.8892e-05 | 3.8131e-05 | 0 | 0.00022322 | 0.00011416 | 0 | 0.046437 | 0.1123 | 0.0001 | 0.066667 | 0.1154 | 0
2921 | 1 | 0.00010414 | 4.6926e-05 | 0 | 0.00022322 | 0.00011416 | 0 | 0.054444 | 0.1481 | 0.0001 | 0.066667 | 0.03402 | 0
2922 | 1 | 0.00010737 | 6.094e-05 | 0 | 0.00016448 | 0.00011416 | 0.0041006 | 0.05044 | 0.1969 | 0.0001 | 0.058333 | 0.0012587 | 0.0041006
2923 | 1 | 9.9926e-05 | 8.237e-05 | 0 | 0.00011748 | 0.00011416 | 0 | 0.047238 | 0.233 | 0.0001 | 0.058333 | 0.0035994 | 0
2924 | 1 | 9.1241e-05 | 9.6977e-05 | 0 | 8.8113e-05 | 0.00011416 | 0 | 0.052042 | 0.2587 | 0.0001 | 0.066667 | 0.053873 | 0
2925 | 1 | 9.145e-05 | 0.00010261 | 0 | 5.8742e-05 | 0.00011416 | 0 | 0.069656 | 0.261 | 0.0001 | 0.066667 | 0.081237 | 0
2926 | 1 | 9.3707e-05 | 0.00011113 | 0 | 3.7595e-05 | 0.00011416 | 0 | 0.10328 | 0.2746 | 0.0001 | 0.066667 | 0.054488 | 0
2927 | 1 | 8.5878e-05 | 0.00011937 | 0 | 2.3497e-05 | 0.00011416 | 0 | 0.13211 | 0.3067 | 0.0001 | 0.066667 | 0.019982 | 0
2928 | 1 | 5.762e-05 | 0.00012991 | 0 | 9.3987e-06 | 0.00011416 | 0 | 0.14171 | 0.2827 | 0.0001 | 0.066667 | 0.0013373 | 0
2929 | 1 | 4.2903e-05 | 0.0001349 | 0 | 5.8742e-06 | 0.00011416 | 0 | 0.14091 | 0.2767 | 0.0001 | 0.066667 | 0.026411 | 0
2930 | 1 | 2.8807e-05 | 0.00013448 | 0 | 2.3497e-06 | 0.00011416 | 0 | 0.11449 | 0.2743 | 0.0001 | 0.083333 | 0.12178 | 0
2931 | 1 | 2.3168e-05 | 0.00012999 | 0 | 1.1748e-06 | 0.00011416 | 0 | 0.10168 | 0.2697 | 0.0001 | 0.083333 | 0.15333 | 0
2932 | 1 | 2.2473e-05 | 0.00012357 | 0 | 1.4098e-05 | 0.00011416 | 0 | 0.092074 | 0.3113 | 0.0001 | 0.083333 | 0.097883 | 0
2933 | 1 | 2.9348e-05 | 0.00011743 | 0 | 3.7595e-05 | 0.00011416 | 0 | 0.11849 | 0.3424 | 0.0001 | 0.083333 | 0.02895 | 0
2934 | 1 | 3.1305e-05 | 0.00010668 | 0 | 9.3987e-05 | 0.00011416 | 0 | 0.16813 | 0.3694 | 0.0001 | 0.091667 | 0.0011832 | 0
2935 | 1 | 4.1528e-05 | 9.3591e-05 | 0 | 0.0001821 | 0.00011416 | 0 | 0.14251 | 0.3843 | 0.0001 | 0.091667 | 0.0025314 | 0
2936 | 1 | 6.5008e-05 | 7.34e-05 | 0 | 0.0001586 | 0.00011416 | 0 | 0.11049 | 0.3693 | 0.0001 | 0.091667 | 0.043658 | 0
2937 | 1 | 8.656e-05 | 4.8322e-05 | 0 | 0.00014685 | 0.00011416 | 0 | 0.11529 | 0.3634 | 0.0001 | 0.091667 | 0.068679 | 0
2938 | 1 | 0.00010045 | 2.6596e-05 | 0 | 0.00016448 | 0.00011416 | 0 | 0.15853 | 0.3708 | 0.0001 | 0.091667 | 0.047495 | 0
2939 | 1 | 0.00011577 | 9.5109e-06 | 0 | 0.00018797 | 0.00011416 | 0 | 0.21377 | 0.4225 | 0.0001 | 0.091667 | 0.01828 | 0
2940 | 1 | 0.00012202 | 6.1079e-07 | 0 | 0.00020677 | 0.00011416 | 0 | 0.26661 | 0.496 | 0.0001 | 0.083333 | 0.0013373 | 0
2941 | 1 | 0.00011374 | 0 | 0 | 0.00018797 | 0.00011416 | 0 | 0.31385 | 0.6323 | 0.0001 | 0.058333 | 0.017378 | 0
2942 | 1 | 0.00010343 | 0 | 0 | 0.00019032 | 0.00011416 | 0 | 0.3811 | 0.6515 | 0.0001 | 0.058333 | 0.084504 | 0
2943 | 1 | 9.853e-05 | 0 | 0 | 0.00021382 | 0.00011416 | 0 | 0.44596 | 0.6056 | 0.0001 | 0.058333 | 0.10529 | 0
2944 | 1 | 9.3976e-05 | 0 | 0 | 0.00022322 | 0.00011416 | 0 | 0.47638 | 0.6397 | 0.0001 | 0.066667 | 0.068347 | 0
2945 | 1 | 9.8376e-05 | 0 | 0 | 0.00022322 | 0.00011416 | 0.1379 | 0.48038 | 0.6757 | 0.0001 | 0.066667 | 0.020374 | 0.1379
2946 | 1 | 0.00010546 | 0 | 0 | 0.00016448 | 0.00011416 | 0.039435 | 0.49159 | 0.6744 | 0.0001 | 0.066667 | 0.0010414 | 0.039435
2947 | 1 | 0.00010288 | 1.8917e-05 | 0 | 0.00011748 | 0.00011416 | 0 | 0.44275 | 0.671 | 0.0001 | 0.066667 | 0.0010722 | 0
2948 | 1 | 9.2172e-05 | 5.3977e-05 | 0 | 8.8113e-05 | 0.00011416 | 0 | 0.30665 | 0.6601 | 0.0001 | 0.091667 | 0.02727 | 0
2949 | 1 | 9.6839e-05 | 7.7134e-05 | 0 | 5.8742e-05 | 0.00011416 | 0 | 0.28903 | 0.5902 | 0.0001 | 0.1 | 0.047581 | 0
2950 | 1 | 9.874e-05 | 9.3312e-05 | 0 | 3.7595e-05 | 0.00011416 | 0 | 0.26821 | 0.5158 | 0.0001 | 0.10833 | 0.035355 | 0
2951 | 1 | 8.3773e-05 | 9.8617e-05 | 0 | 2.3497e-05 | 0.00011416 | 0 | 0.23219 | 0.4938 | 0.0001 | 0.10833 | 0.015172 | 0
2952 | 1 | 6.2179e-05 | 0.00010027 | 0 | 9.3987e-06 | 0.00011416 | 0 | 0.22418 | 0.5216 | 0.0001 | 0.1 | 0.0013373 | 0
2953 | 1 | 4.5684e-05 | 9.7029e-05 | 0 | 5.8742e-06 | 0.00011416 | 0 | 0.23939 | 0.5941 | 0.0001 | 0.1 | 0.01376 | 0
2954 | 1 | 3.8936e-05 | 9.6296e-05 | 0 | 2.3497e-06 | 0.00011416 | 0 | 0.32346 | 0.5639 | 0.0001 | 0.1 | 0.069123 | 0
2955 | 1 | 3.5117e-05 | 0.00010027 | 0 | 1.1748e-06 | 0.00011416 | 0 | 0.3715 | 0.558 | 0.0001 | 0.1 | 0.08559 | 0
2956 | 1 | 4.0189e-05 | 0.00010521 | 0 | 1.4098e-05 | 0.00011416 | 0 | 0.32106 | 0.6499 | 0.0001 | 0.10833 | 0.056119 | 0
2957 | 1 | 6.1571e-05 | 0.00010738 | 0 | 3.7595e-05 | 0.00011416 | 0 | 0.29864 | 0.6286 | 0.0001 | 0.11667 | 0.016808 | 0
2958 | 1 | 9.4419e-05 | 9.9594e-05 | 0 | 9.3987e-05 | 0.00011416 | 0 | 0.28503 | 0.5658 | 0.0001 | 0.125 | 0.00097493 | 0
2959 | 1 | 0.00012882 | 7.8024e-05 | 0 | 0.0001821 | 0.00011416 | 0.0023846 | 0.23379 | 0.529 | 0.0001 | 0.125 | 0.00062252 | 0.0023846
2960 | 1 | 0.00015403 | 4.4553e-05 | 0 | 0.0001586 | 0.00011416 | 0.12681 | 0.15853 | 0.5326 | 0.0001 | 0.11667 | 0.020896 | 0.12681
2961 | 1 | 0.00016786 | 1.4676e-05 | 0 | 0.00014685 | 0.00011416 | 0.049586 | 0.1249 | 0.4917 | 0.0001 | 0.083333 | 0.038885 | 0.049586
2962 | 1 | 0.00017481 | 0 | 0 | 0.00016448 | 0.00011416 | 0.27219 | 0.1233 | 0.3844 | 0.0001 | 0.075 | 0.030151 | 0.27219
2963 | 1 | 0.00018063 | 0 | 0 | 0.00018797 | 0.00011416 | 0.0013371 | 0.10088 | 0.2946 | 0.0001 | 0.075 | 0.01376 | 0.0013371
2964 | 1 | 0.00017151 | 0 | 0 | 0.00020677 | 0.00011416 | 0.24608 | 0.10408 | 0.1932 | 0.0001 | 0.10833 | 0.0013373 | 0.24608
2965 | 1 | 0.00017183 | 0 | 0 | 0.00018797 | 0.00011416 | 0.11953 | 0.08807 | 0.1061 | 0.0001 | 0.10833 | 0.011404 | 0.11953
2966 | 1 | 0.00016866 | 0 | 0 | 0.00019032 | 0.00011416 | 0.85412 | 0.089672 | 0.0509 | 0.0001 | 0.1 | 0.058901 | 0.85412
2967 | 1 | 0.0001638 | 0 | 0 | 0.00021382 | 0.00011416 | 0.35493 | 0.10248 | 0.0144 | 0.0001 | 0.091667 | 0.072546 | 0.35493
2968 | 1 | 0.00015921 | 0 | 0 | 0.00022322 | 0.00011416 | 0.18455 | 0.1209 | 0.0086 | 0.0001 | 0.083333 | 0.047973 | 0.18455
2969 | 1 | 0.00016173 | 0 | 0 | 0.00022322 | 0.00011416 | 0 | 0.10729 | 0.0415 | 0.0001 | 0.083333 | 0.014425 | 0
2970 | 1 | 0.0001598 | 0 | 0 | 0.00016448 | 0.00011416 | 0 | 0.080064 | 0.1469 | 0.0001 | 0.1 | 0.00092699 | 0
2971 | 1 | 0.0001508 | 0 | 0 | 0.00011748 | 0.00011416 | 0 | 0.099279 | 0.2711 | 0.0001 | 0.11667 | 0.00038361 | 0
2972 | 1 | 0.00014543 | 6.8583e-06 | 0 | 8.8113e-05 | 0.00011416 | 0 | 0.19456 | 0.342 | 0.0001 | 0.083333 | 0.01683 | 0
2973 | 1 | 0.000144 | 7.3819e-06 | 0 | 5.8742e-05 | 0.00011416 | 0 | 0.32986 | 0.4473 | 0.0001 | 0.058333 | 0.033108 | 0
2974 | 1 | 0.00014121 | 5.7415e-06 | 0 | 3.7595e-05 | 0.00011416 | 0 | 0.3779 | 0.6075 | 0.0001 | 0.066667 | 0.026602 | 0
2975 | 1 | 0.00012753 | 3.211e-06 | 0 | 2.3497e-05 | 0.00011416 | 0 | 0.46437 | 0.6451 | 0.0001 | 0.091667 | 0.01276 | 0
2976 | 1 | 0.00010032 | 9.4237e-07 | 0 | 9.3987e-06 | 0.00011416 | 0 | 0.46437 | 0.5374 | 0.0001 | 0.1 | 0.0013373 | 0
2977 | 1 | 8.5002e-05 | 2.0069e-06 | 0 | 5.8742e-06 | 0.00011416 | 0 | 0.57886 | 0.4595 | 0.0001 | 0.10833 | 0.011404 | 0
2978 | 1 | 6.9184e-05 | 4.9736e-06 | 0 | 2.3497e-06 | 0.00011416 | 0 | 0.55564 | 0.5291 | 0.0001 | 0.10833 | 0.058901 | 0
2979 | 1 | 6.2392e-05 | 8.4988e-06 | 0 | 1.1748e-06 | 0.00011416 | 0 | 0.55725 | 0.4929 | 0.0001 | 0.11667 | 0.072546 | 0
2980 | 1 | 6.2741e-05 | 1.1553e-05 | 0 | 1.4098e-05 | 0.00011416 | 0 | 0.55324 | 0.5281 | 0.0001 | 0.10833 | 0.047973 | 0
2981 | 1 | 7.9465e-05 | 9.5458e-06 | 0 | 3.7595e-05 | 0.00011416 | 0 | 0.6269 | 0.5701 | 0.0001 | 0.125 | 0.014425 | 0
2982 | 1 | 0.00010787 | 1.6055e-06 | 0 | 9.3987e-05 | 0.00011416 | 0 | 0.60368 | 0.6392 | 0.0001 | 0.125 | 0.00092699 | 0
2983 | 1 | 0.00014337 | 0 | 0 | 0.0001821 | 0.00011416 | 0.081087 | 0.6269 | 0.6887 | 0.0001 | 0.11667 | 0.00038361 | 0.081087
2984 | 1 | 0.00015886 | 0 | 0 | 0.0001586 | 0.00011416 | 0.3682 | 0.51321 | 0.7673 | 0.0001 | 0.091667 | 0.01683 | 0.3682
2985 | 1 | 0.00017476 | 0 | 0 | 0.00014685 | 0.00011416 | 0.58341 | 0.66533 | 0.8004 | 0.0001 | 0.091667 | 0.033108 | 0.58341
2986 | 1 | 0.00017928 | 0 | 0 | 0.00016448 | 0.00011416 | 0.85599 | 0.75661 | 0.8772 | 0.0001 | 0.091667 | 0.026602 | 0.85599
2987 | 1 | 0.00018361 | 0 | 0 | 0.00018797 | 0.00011416 | 0.0026743 | 0.77822 | 0.9261 | 0.0001 | 0.091667 | 0.01276 | 0.0026743
2988 | 1 | 0.00017245 | 0 | 0 | 0.00020677 | 0.00011416 | 0.20338 | 0.79664 | 0.9303 | 0.0001 | 0.091667 | 0.0013373 | 0.20338
2989 | 1 | 0.00017091 | 0 | 0 | 0.00018797 | 0.00011416 | 0.0013371 | 0.78143 | 0.9373 | 0.0001 | 0.091667 | 0.012157 | 0.0013371
2990 | 1 | 0.00016947 | 0 | 0 | 0.00019032 | 0.00011416 | 0.35597 | 0.77182 | 0.9338 | 0.0001 | 0.13333 | 0.062188 | 0.35597
2991 | 1 | 0.00016388 | 0 | 0 | 0.00021382 | 0.00011416 | 0.27816 | 0.73819 | 0.9325 | 0.0001 | 0.14167 | 0.076735 | 0.27816
2992 | 1 | 0.00015614 | 3.6648e-07 | 0 | 0.00022322 | 0.00011416 | 0.22744 | 0.7462 | 0.9024 | 0.0001 | 0.10833 | 0.050594 | 0.22744
2993 | 1 | 0.00015556 | 7.2772e-06 | 0 | 0.00022322 | 0.00011416 | 0.31385 | 0.69416 | 0.8296 | 0.0001 | 0.11667 | 0.015193 | 0.31385
2994 | 1 | 0.00015097 | 2.04e-05 | 0 | 0.00016448 | 0.00011416 | 0.038755 | 0.59728 | 0.7418 | 0.0001 | 0.13333 | 0.00094279 | 0.038755
2995 | 1 | 0.00013975 | 4.9841e-05 | 0 | 0.00011748 | 0.00011416 | 0 | 0.44035 | 0.7331 | 0.0001 | 0.125 | 0.00045479 | 0
2996 | 1 | 0.0001282 | 7.6838e-05 | 0 | 8.8113e-05 | 0.00011416 | 0 | 0.3795 | 0.7834 | 0.0001 | 0.11667 | 0.01812 | 0
2997 | 1 | 0.00012208 | 8.4272e-05 | 0 | 5.8742e-05 | 0.00011416 | 0 | 0.36109 | 0.7652 | 0.0001 | 0.10833 | 0.034965 | 0
2998 | 1 | 0.00012839 | 9.4673e-05 | 0 | 3.7595e-05 | 0.00011416 | 0 | 0.42754 | 0.706 | 0.0001 | 0.11667 | 0.027752 | 0
2999 | 1 | 0.00011312 | 0.00010434 | 0 | 2.3497e-05 | 0.00011416 | 0 | 0.42914 | 0.6785 | 0.0001 | 0.083333 | 0.013088 | 0
3000 | 1 | 8.3225e-05 | 0.00011483 | 0 | 9.3987e-06 | 0.00011416 | 0 | 0.45396 | 0.6718 | 0.0001 | 0.058333 | 0.0013373 | 0
3001 | 1 | 6.5627e-05 | 0.00012568 | 0 | 5.8742e-06 | 0.00011416 | 0 | 0.498 | 0.671 | 0.0001 | 0.041667 | 0.014612 | 0
3002 | 1 | 5.0018e-05 | 0.00013546 | 0 | 2.3497e-06 | 0.00011416 | 0 | 0.5012 | 0.6627 | 0.0001 | 0.041667 | 0.072776 | 0
3003 | 1 | 4.4581e-05 | 0.00014409 | 0 | 1.1748e-06 | 0.00011416 | 0 | 0.46918 | 0.6515 | 0.0001 | 0.041667 | 0.090263 | 0
3004 | 1 | 4.8383e-05 | 0.0001516 | 0 | 1.4098e-05 | 0.00011416 | 0 | 0.46918 | 0.6389 | 0.0001 | 0.041667 | 0.059026 | 0
3005 | 1 | 6.3674e-05 | 0.00015457 | 0 | 3.7595e-05 | 0.00011416 | 0 | 0.47558 | 0.6578 | 0.0001 | 0.041667 | 0.017657 | 0
3006 | 1 | 9.338e-05 | 0.00013757 | 0 | 9.3987e-05 | 0.00011416 | 0 | 0.46517 | 0.7385 | 0.0001 | 0.041667 | 0.00099127 | 0
3007 | 1 | 0.00012604 | 0.00010424 | 0 | 0.0001821 | 0.00011416 | 0.14225 | 0.50841 | 0.779 | 0.0001 | 0.041667 | 0.00071998 | 0.14225
3008 | 1 | 0.00014764 | 7.3033e-05 | 0 | 0.0001586 | 0.00011416 | 0.33985 | 0.58687 | 0.801 | 0.0001 | 0.058333 | 0.022384 | 0.33985
3009 | 1 | 0.00016353 | 5.443e-05 | 0 | 0.00014685 | 0.00011416 | 0.48112 | 0.66693 | 0.8417 | 0.0001 | 0.083333 | 0.04095 | 0.48112
3010 | 1 | 0.00016765 | 3.9771e-05 | 0 | 0.00016448 | 0.00011416 | 0 | 0.73899 | 0.8722 | 0.0001 | 0.1 | 0.0314 | 0
3011 | 1 | 0.00017582 | 2.855e-05 | 0 | 0.00018797 | 0.00011416 | 0.12648 | 0.73179 | 0.8982 | 0.0001 | 0.091667 | 0.014105 | 0.12648
3012 | 1 | 0.00017006 | 2.6404e-05 | 0 | 0.00020677 | 0.00011416 | 0.29387 | 0.72858 | 0.9218 | 0.0001 | 0.1 | 0.0013373 | 0.29387
3013 | 1 | 0.00017104 | 2.8603e-05 | 0 | 0.00018797 | 0.00011416 | 0.075972 | 0.72218 | 0.9386 | 0.0001 | 0.1 | 0.019404 | 0.075972
3014 | 1 | 0.00016355 | 2.6072e-05 | 0 | 0.00019032 | 0.00011416 | 0.93072 | 0.7542 | 0.9515 | 0.0001 | 0.1 | 0.092983 | 0.93072
3015 | 1 | 0.00015979 | 2.4467e-05 | 0 | 0.00021382 | 0.00011416 | 0 | 0.71737 | 0.9637 | 0.0001 | 0.1 | 0.11619 | 0
3016 | 1 | 0.00015578 | 2.7695e-05 | 0 | 0.00022322 | 0.00011416 | 0.26187 | 0.74139 | 0.9682 | 0.0001 | 0.1 | 0.075076 | 0.26187
3017 | 1 | 0.00015794 | 3.5025e-05 | 0 | 0.00022322 | 0.00011416 | 0.30506 | 0.76381 | 0.9711 | 0.0001 | 0.1 | 0.022332 | 0.30506
3018 | 1 | 0.00014816 | 4.834e-05 | 0 | 0.00016448 | 0.00011416 | 0.0039557 | 0.73899 | 0.9681 | 0.0001 | 0.1 | 0.0010757 | 0.0039557
3019 | 1 | 0.00013459 | 7.0119e-05 | 0 | 0.00011748 | 0.00011416 | 0 | 0.68535 | 0.9623 | 0.0001 | 0.1 | 0.0013616 | 0
3020 | 1 | 0.00012289 | 9.2422e-05 | 0 | 8.8113e-05 | 0.00011416 | 0 | 0.64291 | 0.9493 | 0.0001 | 0.083333 | 0.030893 | 0
3021 | 1 | 0.00012167 | 0.00010628 | 0 | 5.8742e-05 | 0.00011416 | 0 | 0.64852 | 0.9297 | 0.0001 | 0.091667 | 0.052378 | 0
3022 | 1 | 0.00012861 | 0.00011628 | 0 | 3.7595e-05 | 0.00011416 | 0 | 0.58127 | 0.9039 | 0.0001 | 0.1 | 0.038168 | 0
3023 | 1 | 0.00011402 | 0.00012399 | 0 | 2.3497e-05 | 0.00011416 | 0 | 0.57886 | 0.8763 | 0.0001 | 0.091667 | 0.015913 | 0
3024 | 1 | 8.3572e-05 | 0.00013167 | 0 | 9.3987e-06 | 0.00011416 | 0 | 0.55484 | 0.848 | 0.0001 | 0.1 | 0.0013373 | 0
3025 | 1 | 6.4572e-05 | 0.00013797 | 0 | 5.8742e-06 | 0.00011416 | 0 | 0.53723 | 0.8235 | 0.0001 | 0.1 | 0.026411 | 0
3026 | 1 | 5.3042e-05 | 0.00014406 | 0 | 2.3497e-06 | 0.00011416 | 0 | 0.53323 | 0.8 | 0.0001 | 0.1 | 0.12178 | 0
3027 | 1 | 5.0061e-05 | 0.00015027 | 0 | 1.1748e-06 | 0.00011416 | 0 | 0.53323 | 0.7521 | 0.0001 | 0.1 | 0.15333 | 0
3028 | 1 | 5.377e-05 | 0.0001556 | 0 | 1.4098e-05 | 0.00011416 | 0 | 0.5044 | 0.6651 | 0.0001 | 0.1 | 0.097883 | 0
3029 | 1 | 6.6888e-05 | 0.00015704 | 0 | 3.7595e-05 | 0.00011416 | 0 | 0.43555 | 0.5621 | 0.0001 | 0.1 | 0.02895 | 0
3030 | 1 | 9.6859e-05 | 0.00014856 | 0 | 9.3987e-05 | 0.00011416 | 0 | 0.39712 | 0.4714 | 0.0001 | 0.1 | 0.0011832 | 0
3031 | 1 | 0.0001329 | 0.00012889 | 0 | 0.0001821 | 0.00011416 | 0.096241 | 0.36749 | 0.3953 | 0.0001 | 0.1 | 0.0025314 | 0.096241
3032 | 1 | 0.00015534 | 0.00010146 | 0 | 0.0001586 | 0.00011416 | 0.25879 | 0.32186 | 0.3047 | 0.0001 | 0.1 | 0.043658 | 0.25879
3033 | 1 | 0.00016697 | 7.5128e-05 | 0 | 0.00014685 | 0.00011416 | 0.18809 | 0.26982 | 0.2552 | 0.0001 | 0.091667 | 0.068679 | 0.18809
3034 | 1 | 0.00017375 | 5.5181e-05 | 0 | 0.00016448 | 0.00011416 | 0.23771 | 0.21297 | 0.2161 | 0.0001 | 0.091667 | 0.047495 | 0.23771
3035 | 1 | 0.00018217 | 4.1045e-05 | 0 | 0.00018797 | 0.00011416 | 0.12203 | 0.17774 | 0.1951 | 0.0001 | 0.1 | 0.01828 | 0.12203
3036 | 1 | 0.0001753 | 2.9929e-05 | 0 | 0.00020677 | 0.00011416 | 0.0040114 | 0.16093 | 0.2252 | 0.0001 | 0.1 | 0.0013373 | 0.0040114
3037 | 1 | 0.00017627 | 2.0627e-05 | 0 | 0.00018797 | 0.00011416 | 0.096943 | 0.16653 | 0.2643 | 0.0001 | 0.1 | 0.03493 | 0.096943
3038 | 1 | 0.00017429 | 1.4153e-05 | 0 | 0.00019032 | 0.00011416 | 0.28047 | 0.16493 | 0.258 | 0.0001 | 0.1 | 0.15599 | 0.28047
3039 | 1 | 0.00016431 | 1.1745e-05 | 0 | 0.00021382 | 0.00011416 | 0.14657 | 0.13931 | 0.2342 | 0.0001 | 0.1 | 0.19764 | 0.14657
3040 | 1 | 0.00016028 | 1.5305e-05 | 0 | 0.00022322 | 0.00011416 | 0.0022843 | 0.11529 | 0.2209 | 0.0001 | 0.091667 | 0.1249 | 0.0022843
3041 | 1 | 0.00016064 | 2.5461e-05 | 0 | 0.00022322 | 0.00011416 | 0.040293 | 0.07526 | 0.2144 | 0.0001 | 0.091667 | 0.036762 | 0.040293
3042 | 1 | 0.0001539 | 4.2215e-05 | 0 | 0.00016448 | 0.00011416 | 0.0022397 | 0.040833 | 0.1821 | 0.0001 | 0.1 | 0.0012976 | 0.0022397
3043 | 1 | 0.00013905 | 6.8147e-05 | 0 | 0.00011748 | 0.00011416 | 0 | 0.016813 | 0.1444 | 0.0001 | 0.10833 | 0.0042308 | 0
3044 | 1 | 0.00012818 | 7.8845e-05 | 0 | 8.8113e-05 | 0.00011416 | 0 | 0.0088071 | 0.1111 | 0.0001 | 0.1 | 0.059529 | 0
3045 | 1 | 0.00012964 | 7.7693e-05 | 0 | 5.8742e-05 | 0.00011416 | 0 | 0.0056045 | 0.0828 | 0.0001 | 0.083333 | 0.088053 | 0
3046 | 1 | 0.00013585 | 8.4324e-05 | 0 | 3.7595e-05 | 0.00011416 | 0 | 0.0048038 | 0.0686 | 0.0001 | 0.083333 | 0.058228 | 0
3047 | 1 | 0.00011995 | 9.4586e-05 | 0 | 2.3497e-05 | 0.00011416 | 0 | 0.0056045 | 0.0604 | 0.0001 | 0.091667 | 0.020871 | 0
3048 | 1 | 9.128e-05 | 0.00010514 | 0 | 9.3987e-06 | 0.00011416 | 0 | 0.0048038 | 0.0538 | 0.0001 | 0.10833 | 0.0013373 | 0
3049 | 1 | 7.1567e-05 | 0.00011404 | 0 | 5.8742e-06 | 0.00011416 | 0 | 0.0080064 | 0.0432 | 0.0001 | 0.10833 | 0.048895 | 0
3050 | 1 | 5.9682e-05 | 0.00012146 | 0 | 2.3497e-06 | 0.00011416 | 0 | 0.014412 | 0.0255 | 0.0001 | 0.1 | 0.21082 | 0
3051 | 1 | 5.5694e-05 | 0.00012837 | 0 | 1.1748e-06 | 0.00011416 | 0 | 0.016813 | 0.0099 | 0.0001 | 0.1 | 0.26898 | 0
3052 | 1 | 5.6427e-05 | 0.00013725 | 0 | 1.4098e-05 | 0.00011416 | 0 | 0.030424 | 0.0019 | 0.0001 | 0.1 | 0.16807 | 0
3053 | 1 | 6.9665e-05 | 0.00014158 | 0 | 3.7595e-05 | 0.00011416 | 0 | 0.028022 | 0.0021 | 0.0001 | 0.1 | 0.049205 | 0
3054 | 1 | 0.00010344 | 0.00011274 | 0 | 9.3987e-05 | 0.00011416 | 0 | 0.02482 | 0.0055 | 0.0001 | 0.1 | 0.0014614 | 0
3055 | 1 | 0.00014211 | 8.4063e-05 | 0 | 0.0001821 | 0.00011416 | 0.036225 | 0.021617 | 0.0102 | 0.0001 | 0.091667 | 0.0074916 | 0.036225
3056 | 1 | 0.00016143 | 4.1167e-05 | 0 | 0.0001586 | 0.00011416 | 0.2756 | 0.01281 | 0.0176 | 0.0001 | 0.091667 | 0.086105 | 0.2756
3057 | 1 | 0.00017571 | 5.9509e-06 | 0 | 0.00014685 | 0.00011416 | 0.43884 | 0.0032026 | 0.0271 | 0.0001 | 0.091667 | 0.11912 | 0.43884
3058 | 1 | 0.00017787 | 0 | 0 | 0.00016448 | 0.00011416 | 0.79898 | 0.0024019 | 0.027 | 0.0001 | 0.091667 | 0.0749 | 0.79898
3059 | 1 | 0.00018133 | 0 | 0 | 0.00018797 | 0.00011416 | 0.48889 | 0.00080064 | 0.0231 | 0.0001 | 0.091667 | 0.024691 | 0.48889
3060 | 1 | 0.00017311 | 0 | 0 | 0.00020677 | 0.00011416 | 0.49156 | 0.0016013 | 0.0252 | 0.0001 | 0.091667 | 0.0013373 | 0.49156
3061 | 1 | 0.00017209 | 0 | 0 | 0.00018797 | 0.00011416 | 0.89049 | 0.0024019 | 0.0356 | 0.0001 | 0.091667 | 0.061516 | 0.89049
3062 | 1 | 0.00016974 | 0 | 0 | 0.00019032 | 0.00011416 | 0.46309 | 0.0072058 | 0.0515 | 0.0001 | 0.1 | 0.25945 | 0.46309
3063 | 1 | 0.00016 | 0 | 0 | 0.00021382 | 0.00011416 | 0.08658 | 0.021617 | 0.0583 | 0.0001 | 0.1 | 0.33249 | 0.08658
3064 | 1 | 0.00015214 | 0 | 0 | 0.00022322 | 0.00011416 | 0.020469 | 0.031225 | 0.0619 | 0.0001 | 0.1 | 0.20629 | 0.020469
3065 | 1 | 0.00015619 | 0 | 0 | 0.00022322 | 0.00011416 | 0.014296 | 0.04964 | 0.0579 | 0.0001 | 0.091667 | 0.060186 | 0.014296
3066 | 1 | 0.00014683 | 0 | 0 | 0.00016448 | 0.00011416 | 0.059057 | 0.059247 | 0.0498 | 0.0001 | 0.083333 | 0.0015928 | 0.059057
3067 | 1 | 0.00013366 | 1.0977e-05 | 0 | 0.00011748 | 0.00011416 | 0 | 0.072058 | 0.0732 | 0.0001 | 0.091667 | 0.010812 | 0
3068 | 1 | 0.00012393 | 3.3908e-05 | 0 | 8.8113e-05 | 0.00011416 | 0 | 0.064051 | 0.123 | 0.0001 | 0.091667 | 0.11054 | 0
3069 | 1 | 0.0001181 | 4.9911e-05 | 0 | 5.8742e-05 | 0.00011416 | 0 | 0.10008 | 0.2233 | 0.0001 | 0.1 | 0.1467 | 0
3070 | 1 | 0.0001251 | 5.7397e-05 | 0 | 3.7595e-05 | 0.00011416 | 0 | 0.17854 | 0.3249 | 0.0001 | 0.1 | 0.089302 | 0
3071 | 1 | 0.00011532 | 6.0067e-05 | 0 | 2.3497e-05 | 0.00011416 | 0 | 0.25701 | 0.4321 | 0.0001 | 0.083333 | 0.027843 | 0
3072 | 1 | 8.8096e-05 | 5.8182e-05 | 0 | 9.3987e-06 | 0.00011416 | 0 | 0.31865 | 0.5248 | 0.0001 | 0.066667 | 0.0013373 | 0
3073 | 1 | 6.7593e-05 | 5.5268e-05 | 0 | 5.8742e-06 | 0.00011416 | 0 | 0.3779 | 0.6246 | 0.0001 | 0.066667 | 0.078782 | 0
3074 | 1 | 5.4516e-05 | 5.4326e-05 | 0 | 2.3497e-06 | 0.00011416 | 0 | 0.42754 | 0.7093 | 0.0001 | 0.083333 | 0.32501 | 0
3075 | 1 | 4.7385e-05 | 5.6437e-05 | 0 | 1.1748e-06 | 0.00011416 | 0 | 0.42994 | 0.7684 | 0.0001 | 0.1 | 0.41838 | 0
3076 | 1 | 4.4264e-05 | 6.2336e-05 | 0 | 1.4098e-05 | 0.00011416 | 0 | 0.42354 | 0.7467 | 0.0001 | 0.1 | 0.25771 | 0
3077 | 1 | 4.3955e-05 | 6.6681e-05 | 0 | 3.7595e-05 | 0.00011416 | 0 | 0.3803 | 0.7936 | 0.0001 | 0.1 | 0.074929 | 0
3078 | 1 | 4.376e-05 | 6.5268e-05 | 0 | 9.3987e-05 | 0.00011416 | 0 | 0.3715 | 0.8441 | 0.0001 | 0.1 | 0.0017558 | 0
3079 | 1 | 6.4972e-05 | 5.5984e-05 | 0 | 0.0001821 | 0.00011416 | 0 | 0.43875 | 0.8859 | 0.0001 | 0.1 | 0.015778 | 0
3080 | 1 | 9.1106e-05 | 3.8881e-05 | 0 | 0.0001586 | 0.00011416 | 0.0010697 | 0.53082 | 0.8776 | 0.0001 | 0.091667 | 0.14442 | 0.0010697
3081 | 1 | 0.00011329 | 2.0086e-05 | 0 | 0.00014685 | 0.00011416 | 0.3521 | 0.58927 | 0.8606 | 0.0001 | 0.091667 | 0.1839 | 0.3521
3082 | 1 | 0.00012474 | 9.2317e-06 | 0 | 0.00016448 | 0.00011416 | 0.70734 | 0.63571 | 0.8116 | 0.0001 | 0.091667 | 0.10831 | 0.70734
3083 | 1 | 0.00012818 | 1.0541e-05 | 0 | 0.00018797 | 0.00011416 | 0.34887 | 0.60368 | 0.7868 | 0.0001 | 0.091667 | 0.031847 | 0.34887
3084 | 1 | 0.00012445 | 3.3332e-06 | 0 | 0.00020677 | 0.00011416 | 0.046466 | 0.55484 | 0.7583 | 0.0001 | 0.1 | 0.0013373 | 0.046466
3085 | 1 | 0.00011561 | 0 | 0 | 0.00018797 | 0.00011416 | 0.16349 | 0.506 | 0.7656 | 0.0001 | 0.091667 | 0.095931 | 0.16349
3086 | 1 | 0.00010816 | 0 | 0 | 0.00019032 | 0.00011416 | 0 | 0.53323 | 0.7723 | 0.0001 | 0.091667 | 0.38931 | 0
3087 | 1 | 0.00010735 | 0 | 0 | 0.00021382 | 0.00011416 | 0.089923 | 0.63251 | 0.7513 | 0.0001 | 0.091667 | 0.50281 | 0.089923
3088 | 1 | 0.00010551 | 0 | 0 | 0.00022322 | 0.00011416 | 0.20709 | 0.64692 | 0.6931 | 0.0001 | 0.091667 | 0.30805 | 0.20709
3089 | 1 | 0.00010408 | 9.0048e-06 | 0 | 0.00022322 | 0.00011416 | 0.16585 | 0.66773 | 0.622 | 0.0001 | 0.091667 | 0.089335 | 0.16585
3090 | 1 | 0.00010254 | 2.4414e-05 | 0 | 0.00016448 | 0.00011416 | 0.094068 | 0.59968 | 0.5617 | 0.0001 | 0.091667 | 0.0019042 | 0.094068
3091 | 1 | 9.6313e-05 | 4.4518e-05 | 0 | 0.00011748 | 0.00011416 | 0 | 0.60528 | 0.5011 | 0.0001 | 0.091667 | 0.021085 | 0
3092 | 1 | 8.8763e-05 | 6.2406e-05 | 0 | 8.8113e-05 | 0.00011416 | 0 | 0.56765 | 0.3668 | 0.0001 | 0.091667 | 0.17845 | 0
3093 | 1 | 8.9182e-05 | 7.0852e-05 | 0 | 5.8742e-05 | 0.00011416 | 0 | 0.48359 | 0.1967 | 0.0001 | 0.083333 | 0.22038 | 0
3094 | 1 | 9.4962e-05 | 7.8949e-05 | 0 | 3.7595e-05 | 0.00011416 | 0 | 0.45076 | 0.0888 | 0.0001 | 0.083333 | 0.1266 | 0
3095 | 1 | 8.625e-05 | 8.942e-05 | 0 | 2.3497e-05 | 0.00011416 | 0 | 0.35869 | 0.0253 | 0.0001 | 0.091667 | 0.03557 | 0
3096 | 1 | 6.2468e-05 | 9.9315e-05 | 0 | 9.3987e-06 | 0.00011416 | 0 | 0.27222 | 0.0022 | 0.0001 | 0.091667 | 0.0013373 | 0
3097 | 1 | 4.6872e-05 | 0.00010713 | 0 | 5.8742e-06 | 0.00011416 | 0 | 0.19696 | 0 | 0.0001 | 0.083333 | 0.10864 | 0
3098 | 1 | 3.0575e-05 | 0.00011244 | 0 | 2.3497e-06 | 0.00011416 | 0 | 0.1241 | 0.0037 | 0.0001 | 0.1 | 0.43657 | 0
3099 | 1 | 2.5233e-05 | 0.00011828 | 0 | 1.1748e-06 | 0.00011416 | 0 | 0.080865 | 0.0206 | 0.0001 | 0.1 | 0.56498 | 0
3100 | 1 | 2.2729e-05 | 0.00012734 | 0 | 1.4098e-05 | 0.00011416 | 0 | 0.038431 | 0.0362 | 0.0001 | 0.1 | 0.34502 | 0
3101 | 1 | 2.3849e-05 | 0.00013259 | 0 | 3.7595e-05 | 0.00011416 | 0 | 0.016813 | 0.0468 | 0.0001 | 0.1 | 0.099898 | 0
3102 | 1 | 2.4896e-05 | 0.00010846 | 0 | 9.3987e-05 | 0.00011416 | 0 | 0.01201 | 0.0574 | 0.0001 | 0.1 | 0.0020075 | 0
3103 | 1 | 4.159e-05 | 8.3417e-05 | 0 | 0.0001821 | 0.00011416 | 0 | 0.01201 | 0.0639 | 0.0001 | 0.1 | 0.025213 | 0
3104 | 1 | 6.9758e-05 | 5.3331e-05 | 0 | 0.0001586 | 0.00011416 | 0 | 0.013611 | 0.0726 | 0.0001 | 0.1 | 0.20387 | 0
3105 | 1 | 9.114e-05 | 2.5269e-05 | 0 | 0.00014685 | 0.00011416 | 0.0084351 | 0.011209 | 0.0861 | 0.0001 | 0.1 | 0.24721 | 0.0084351
3106 | 1 | 0.00010227 | 3.403e-06 | 0 | 0.00016448 | 0.00011416 | 0.19401 | 0.0056045 | 0.1041 | 0.0001 | 0.1 | 0.13987 | 0.19401
3107 | 1 | 0.00010762 | 0 | 0 | 0.00018797 | 0.00011416 | 0.5693 | 0.0048038 | 0.1275 | 0.0001 | 0.1 | 0.038206 | 0.5693
3108 | 1 | 0.00010197 | 0 | 0 | 0.00020677 | 0.00011416 | 0.73419 | 0.0080064 | 0.1441 | 0.0001 | 0.1 | 0.0013373 | 0.73419
3109 | 1 | 8.9413e-05 | 0 | 0 | 0.00018797 | 0.00011416 | 0.90792 | 0.014412 | 0.1441 | 0.0001 | 0.1 | 0.12244 | 0.90792
3110 | 1 | 7.9146e-05 | 0 | 0 | 0.00019032 | 0.00011416 | 0.8115 | 0.020016 | 0.1348 | 0.0001 | 0.1 | 0.4875 | 0.8115
3111 | 1 | 7.5886e-05 | 0 | 0 | 0.00021382 | 0.00011416 | 0.64654 | 0.023219 | 0.1151 | 0.0001 | 0.091667 | 0.63208 | 0.64654
3112 | 1 | 7.0744e-05 | 0 | 0 | 0.00022322 | 0.00011416 | 0.4742 | 0.026421 | 0.0857 | 0.0001 | 0.1 | 0.38483 | 0.4742
3113 | 1 | 7.5587e-05 | 0 | 0 | 0.00022322 | 0.00011416 | 0.28834 | 0.030424 | 0.0538 | 0.0001 | 0.1 | 0.11126 | 0.28834
3114 | 1 | 7.8756e-05 | 0 | 0 | 0.00016448 | 0.00011416 | 0.07917 | 0.025621 | 0.036 | 0.0001 | 0.1 | 0.0021146 | 0.07917
3115 | 1 | 8.6933e-05 | 8.2021e-07 | 0 | 0.00011748 | 0.00011416 | 0 | 0.021617 | 0.0367 | 0.0001 | 0.091667 | 0.029848 | 0
3116 | 1 | 8.5892e-05 | 3.8672e-05 | 0 | 8.8113e-05 | 0.00011416 | 0 | 0.040833 | 0.0608 | 0.0001 | 0.083333 | 0.2316 | 0
3117 | 1 | 9.1383e-05 | 5.4396e-05 | 0 | 5.8742e-05 | 0.00011416 | 0 | 0.078463 | 0.1231 | 0.0001 | 0.083333 | 0.27613 | 0
3118 | 1 | 9.641e-05 | 6.3331e-05 | 0 | 3.7595e-05 | 0.00011416 | 0 | 0.11369 | 0.2228 | 0.0001 | 0.083333 | 0.15404 | 0
3119 | 1 | 8.3732e-05 | 6.7065e-05 | 0 | 2.3497e-05 | 0.00011416 | 0 | 0.16733 | 0.305 | 0.0001 | 0.083333 | 0.04097 | 0
3120 | 1 | 5.943e-05 | 6.9002e-05 | 0 | 9.3987e-06 | 0.00011416 | 0 | 0.22258 | 0.3399 | 0.0001 | 0.083333 | 0.0013373 | 0
3121 | 1 | 4.6727e-05 | 7.0311e-05 | 0 | 5.8742e-06 | 0.00011416 | 0 | 0.23619 | 0.3291 | 0.0001 | 0.083333 | 0.12975 | 0
3122 | 1 | 3.8723e-05 | 7.3138e-05 | 0 | 2.3497e-06 | 0.00011416 | 0 | 0.26501 | 0.3146 | 0.0001 | 0.058333 | 0.51439 | 0
3123 | 1 | 3.8424e-05 | 7.9333e-05 | 0 | 1.1748e-06 | 0.00011416 | 0 | 0.32106 | 0.2987 | 0.0001 | 0.05 | 0.66754 | 0
3124 | 1 | 4.2054e-05 | 8.4569e-05 | 0 | 1.4098e-05 | 0.00011416 | 0 | 0.36429 | 0.2966 | 0.0001 | 0.05 | 0.40584 | 0
3125 | 1 | 5.7993e-05 | 8.5022e-05 | 0 | 3.7595e-05 | 0.00011416 | 0 | 0.39472 | 0.3059 | 0.0001 | 0.058333 | 0.11725 | 0
3126 | 1 | 8.9095e-05 | 7.6052e-05 | 0 | 9.3987e-05 | 0.00011416 | 0 | 0.39231 | 0.3209 | 0.0001 | 0.058333 | 0.0021695 | 0
3127 | 1 | 0.00012568 | 5.998e-05 | 0 | 0.0001821 | 0.00011416 | 0.024938 | 0.32026 | 0.3226 | 0.0001 | 0.058333 | 0.032364 | 0.024938
3128 | 1 | 0.00014914 | 3.1395e-05 | 0 | 0.0001586 | 0.00011416 | 0.13023 | 0.22578 | 0.308 | 0.0001 | 0.058333 | 0.24637 | 0.13023
3129 | 1 | 0.00016685 | 0 | 0 | 0.00014685 | 0.00011416 | 0.20025 | 0.13771 | 0.3128 | 0.0001 | 0.058333 | 0.2914 | 0.20025
3130 | 1 | 0.00017044 | 0 | 0 | 0.00016448 | 0.00011416 | 0.45263 | 0.073659 | 0.301 | 0.0001 | 0.058333 | 0.16147 | 0.45263
3131 | 1 | 0.00017646 | 0 | 0 | 0.00018797 | 0.00011416 | 0.69538 | 0.069656 | 0.2915 | 0.0001 | 0.058333 | 0.0424 | 0.69538
3132 | 1 | 0.00016984 | 0 | 0 | 0.00020677 | 0.00011416 | 0.853 | 0.07526 | 0.3024 | 0.0001 | 0.058333 | 0.0013373 | 0.853
3133 | 1 | 0.00016737 | 0 | 0 | 0.00018797 | 0.00011416 | 0.71235 | 0.10809 | 0.3045 | 0.0001 | 0.066667 | 0.13735 | 0.71235
3134 | 1 | 0.00015761 | 0 | 0.00067062 | 0.00019032 | 0.00011416 | 0.58727 | 0.10408 | 0.3112 | 0.0001 | 0.075 | 0.54226 | 0.58727
3135 | 1 | 0.0001495 | 0 | 0.00098007 | 0.00021382 | 0.00011416 | 0.20042 | 0.08807 | 0.3048 | 0.0001 | 0.083333 | 0.70429 | 0.20042
3136 | 1 | 0.00015273 | 0 | 0.00065676 | 0.00022322 | 0.00011416 | 0.32179 | 0.089672 | 0.2854 | 0.0001 | 0.083333 | 0.42759 | 0.32179
3137 | 1 | 0.00015965 | 0 | 0 | 0.00022322 | 0.00011416 | 0.083393 | 0.10168 | 0.2936 | 0.0001 | 0.075 | 0.12346 | 0.083393
3138 | 1 | 0.00015366 | 0 | 0 | 0.00016448 | 0.00011416 | 0.010385 | 0.081665 | 0.3269 | 0.0001 | 0.066667 | 0.0022254 | 0.010385
3139 | 1 | 0.0001424 | 0 | 0 | 0.00011748 | 0.00011416 | 0 | 0.063251 | 0.3566 | 0.0001 | 0.066667 | 0.035018 | 0
3140 | 1 | 0.00012992 | 0 | 0 | 8.8113e-05 | 0.00011416 | 0 | 0.064051 | 0.3506 | 0.0001 | 0.058333 | 0.26174 | 0
3141 | 1 | 0.00012754 | 0 | 0 | 5.8742e-05 | 0.00011416 | 0 | 0.091273 | 0.316 | 0.0001 | 0.066667 | 0.30723 | 0
3142 | 1 | 0.00013694 | 0 | 0 | 3.7595e-05 | 0.00011416 | 0 | 0.13131 | 0.2979 | 0.0001 | 0.066667 | 0.16913 | 0
3143 | 1 | 0.00011478 | 1.0872e-05 | 0 | 2.3497e-05 | 0.00011416 | 0 | 0.14972 | 0.2732 | 0.0001 | 0.066667 | 0.043863 | 0
3144 | 1 | 9.0065e-05 | 2.1674e-05 | 0 | 9.3987e-06 | 0.00011416 | 0 | 0.14331 | 0.2059 | 0.0001 | 0.066667 | 0.0013373 | 0
3145 | 1 | 7.6683e-05 | 3.0697e-05 | 0 | 5.8742e-06 | 0.00011416 | 0 | 0.15212 | 0.1775 | 0.0001 | 0.058333 | 0.13351 | 0
3146 | 1 | 6.4995e-05 | 3.7642e-05 | 0 | 2.3497e-06 | 0.00011416 | 0 | 0.17854 | 0.1593 | 0.0001 | 0.075 | 0.5282 | 0
3147 | 1 | 5.9231e-05 | 4.6769e-05 | 0 | 1.1748e-06 | 0.00011416 | 0 | 0.16493 | 0.1411 | 0.0001 | 0.075 | 0.68575 | 0
3148 | 1 | 6.0502e-05 | 5.9613e-05 | 0 | 1.4098e-05 | 0.00011416 | 0 | 0.14251 | 0.1248 | 0.0001 | 0.075 | 0.41662 | 0
3149 | 1 | 7.3771e-05 | 6.6873e-05 | 0 | 3.7595e-05 | 0.00011416 | 0 | 0.13131 | 0.1158 | 0.0001 | 0.075 | 0.12033 | 0
3150 | 1 | 0.00010005 | 5.6629e-05 | 0 | 9.3987e-05 | 0.00011416 | 0 | 0.10248 | 0.1047 | 0.0001 | 0.075 | 0.0021973 | 0
3151 | 1 | 0.00013373 | 4.0277e-05 | 0 | 0.0001821 | 0.00011416 | 0.0045017 | 0.077662 | 0.1073 | 0.0001 | 0.075 | 0.033674 | 0.0045017
3152 | 1 | 0.00015682 | 2.061e-05 | 0 | 0.0001586 | 0.00011416 | 0.046343 | 0.055244 | 0.1236 | 0.0001 | 0.083333 | 0.25398 | 0.046343
3153 | 1 | 0.00016877 | 5.2354e-08 | 0 | 0.00014685 | 0.00011416 | 0.22803 | 0.044035 | 0.1623 | 0.0001 | 0.083333 | 0.29924 | 0.22803
3154 | 1 | 0.00016938 | 0 | 0 | 0.00016448 | 0.00011416 | 0.31919 | 0.068855 | 0.211 | 0.0001 | 0.091667 | 0.16527 | 0.31919
3155 | 1 | 0.00017662 | 0 | 0 | 0.00018797 | 0.00011416 | 0.031267 | 0.14011 | 0.2534 | 0.0001 | 0.091667 | 0.043128 | 0.031267
3156 | 1 | 0.0001663 | 0 | 0 | 0.00020677 | 0.00011416 | 0.010508 | 0.19215 | 0.278 | 0.0001 | 0.1 | 0.0013373 | 0.010508
3157 | 1 | 0.00016941 | 0 | 0 | 0.00018797 | 0.00011416 | 0.7126 | 0.2522 | 0.2977 | 0.0001 | 0.091667 | 0.11888 | 0.7126
3158 | 1 | 0.0001608 | 0 | 0 | 0.00019032 | 0.00011416 | 0.79815 | 0.245 | 0.3524 | 0.0001 | 0.091667 | 0.47442 | 0.79815
3159 | 1 | 0.00015739 | 0 | 0 | 0.00021382 | 0.00011416 | 0.25929 | 0.31065 | 0.3636 | 0.0001 | 0.083333 | 0.61484 | 0.25929
3160 | 1 | 0.00015311 | 0 | 0 | 0.00022322 | 0.00011416 | 0.39516 | 0.38351 | 0.3655 | 0.0001 | 0.083333 | 0.37461 | 0.39516
3161 | 1 | 0.000153 | 0 | 0 | 0.00022322 | 0.00011416 | 0.19385 | 0.38511 | 0.3638 | 0.0001 | 0.083333 | 0.10834 | 0.19385
3162 | 1 | 0.00014903 | 1.5776e-05 | 0 | 0.00016448 | 0.00011416 | 0.063581 | 0.36589 | 0.331 | 0.0001 | 0.1 | 0.0020875 | 0.063581
3163 | 1 | 0.00013267 | 4.574e-05 | 0 | 0.00011748 | 0.00011416 | 0 | 0.30424 | 0.3455 | 0.0001 | 0.1 | 0.02864 | 0
3164 | 1 | 0.00011656 | 8.8303e-05 | 0 | 8.8113e-05 | 0.00011416 | 0 | 0.23379 | 0.3836 | 0.0001 | 0.1 | 0.22445 | 0
3165 | 1 | 0.00011606 | 0.00010551 | 0 | 5.8742e-05 | 0.00011416 | 0 | 0.18415 | 0.38 | 0.0001 | 0.075 | 0.2687 | 0
3166 | 1 | 0.00012238 | 0.00011799 | 0 | 3.7595e-05 | 0.00011416 | 0 | 0.17294 | 0.3637 | 0.0001 | 0.075 | 0.15041 | 0
3167 | 1 | 0.00010607 | 0.00013073 | 0 | 2.3497e-05 | 0.00011416 | 0 | 0.16974 | 0.3459 | 0.0001 | 0.066667 | 0.040267 | 0
3168 | 1 | 7.6555e-05 | 0.00014371 | 0 | 9.3987e-06 | 0.00011416 | 0 | 0.15292 | 0.3053 | 0.0001 | 0.066667 | 0.0013373 | 0
3169 | 1 | 5.5978e-05 | 0.00015512 | 0 | 5.8742e-06 | 0.00011416 | 0 | 0.1297 | 0.2173 | 0.0001 | 0.066667 | 0.10537 | 0
3170 | 1 | 4.61e-05 | 0.00016214 | 0 | 2.3497e-06 | 0.00011416 | 0 | 0.095276 | 0.1308 | 0.0001 | 0.066667 | 0.42441 | 0
3171 | 1 | 3.9708e-05 | 0.00016511 | 0 | 1.1748e-06 | 0.00011416 | 0 | 0.067254 | 0.0761 | 0.0001 | 0.066667 | 0.54899 | 0
3172 | 1 | 4.4484e-05 | 0.00016734 | 0 | 1.4098e-05 | 0.00011416 | 0 | 0.052842 | 0.0506 | 0.0001 | 0.083333 | 0.33552 | 0
3173 | 1 | 6.1637e-05 | 0.00016338 | 0 | 3.7595e-05 | 0.00011416 | 0 | 0.045637 | 0.0407 | 0.0001 | 0.1 | 0.097183 | 0
3174 | 1 | 8.7371e-05 | 0.00013823 | 0 | 9.3987e-05 | 0.00011416 | 0 | 0.053643 | 0.0356 | 0.0001 | 0.091667 | 0.0019813 | 0
3175 | 1 | 0.00012578 | 0.00010804 | 0 | 0.0001821 | 0.00011416 | 0.1522 | 0.040032 | 0.0217 | 0.0001 | 0.083333 | 0.024135 | 0.1522
3176 | 1 | 0.00015306 | 6.457e-05 | 0 | 0.0001586 | 0.00011416 | 0.35516 | 0.018415 | 0.0047 | 0.0001 | 0.083333 | 0.1973 | 0.35516
3177 | 1 | 0.00016996 | 2.6683e-05 | 0 | 0.00014685 | 0.00011416 | 0.63363 | 0.010408 | 0.0025 | 0.0001 | 0.083333 | 0.24031 | 0.63363
3178 | 1 | 0.00017561 | 4.7118e-06 | 0 | 0.00016448 | 0.00011416 | 0.8026 | 0.0072058 | 0.0022 | 0.0001 | 0.083333 | 0.13647 | 0.8026
3179 | 1 | 0.00017876 | 0 | 0 | 0.00018797 | 0.00011416 | 0.9464 | 0.0040032 | 0.004 | 0.0001 | 0.083333 | 0.037535 | 0.9464
3180 | 1 | 0.00017011 | 0 | 0 | 0.00020677 | 0.00011416 | 1 | 0.0056045 | 0.0137 | 0.0001 | 0.058333 | 0.0013373 | 1
3181 | 1 | 0.00016853 | 0 | 0 | 0.00018797 | 0.00011416 | 1 | 0.0040032 | 0.0334 | 0.0001 | 0.041667 | 0.089964 | 1
3182 | 1 | 0.00016294 | 0 | 0 | 0.00019032 | 0.00011416 | 0.78401 | 0.0072058 | 0.0607 | 0.0001 | 0.066667 | 0.36702 | 0.78401
3183 | 1 | 0.00016067 | 0 | 0 | 0.00021382 | 0.00011416 | 0.094603 | 0.011209 | 0.093 | 0.0001 | 0.066667 | 0.47351 | 0.094603
3184 | 1 | 0.00015649 | 0 | 0 | 0.00022322 | 0.00011416 | 0.15894 | 0.020016 | 0.1218 | 0.0001 | 0.066667 | 0.2906 | 0.15894
3185 | 1 | 0.00015153 | 0 | 0 | 0.00022322 | 0.00011416 | 0.00092486 | 0.035228 | 0.1476 | 0.0001 | 0.033333 | 0.084345 | 0.00092486
3186 | 1 | 0.00014309 | 7.696e-06 | 0 | 0.00016448 | 0.00011416 | 0.0070311 | 0.054444 | 0.1687 | 0.0001 | 0.025 | 0.0018538 | 0.0070311
3187 | 1 | 0.00012695 | 4.2319e-05 | 0 | 0.00011748 | 0.00011416 | 0 | 0.091273 | 0.1839 | 0.0001 | 0.033333 | 0.019201 | 0
3188 | 1 | 0.00010693 | 7.9229e-05 | 0 | 8.8113e-05 | 0.00011416 | 0 | 0.15853 | 0.2002 | 0.0001 | 0.058333 | 0.16657 | 0
3189 | 1 | 0.00010278 | 0.0001038 | 0 | 5.8742e-05 | 0.00011416 | 0 | 0.18975 | 0.1952 | 0.0001 | 0.058333 | 0.20773 | 0
3190 | 1 | 0.00011106 | 0.00012474 | 0 | 3.7595e-05 | 0.00011416 | 0 | 0.17614 | 0.177 | 0.0001 | 0.058333 | 0.12029 | 0
3191 | 1 | 9.7055e-05 | 0.00014369 | 0 | 2.3497e-05 | 0.00011416 | 0 | 0.18094 | 0.1515 | 0.0001 | 0.05 | 0.034298 | 0
3192 | 1 | 7.0035e-05 | 0.00015942 | 0 | 9.3987e-06 | 0.00011416 | 0 | 0.14011 | 0.1287 | 0.0001 | 0.058333 | 0.0013373 | 0
3193 | 1 | 5.0155e-05 | 0.00017275 | 0 | 5.8742e-06 | 0.00011416 | 0 | 0.080064 | 0.113 | 0.0001 | 0.066667 | 0.073557 | 0
3194 | 1 | 3.2558e-05 | 0.00018442 | 0 | 2.3497e-06 | 0.00011416 | 0 | 0.066453 | 0.1021 | 0.0001 | 0.075 | 0.30527 | 0
3195 | 1 | 2.8159e-05 | 0.00019336 | 0 | 1.1748e-06 | 0.00011416 | 0 | 0.064852 | 0.0963 | 0.0001 | 0.075 | 0.39249 | 0
3196 | 1 | 2.3262e-05 | 0.00019666 | 0 | 1.4098e-05 | 0.00011416 | 0 | 0.066453 | 0.094 | 0.0001 | 0.075 | 0.24223 | 0
3197 | 1 | 1.9477e-05 | 0.00018579 | 0 | 3.7595e-05 | 0.00011416 | 0 | 0.098479 | 0.0941 | 0.0001 | 0.075 | 0.070496 | 0
3198 | 1 | 2.3866e-05 | 0.00015875 | 0 | 9.3987e-05 | 0.00011416 | 0 | 0.1209 | 0.0972 | 0.0001 | 0.075 | 0.0017082 | 0
3199 | 1 | 3.8588e-05 | 0.00012565 | 0 | 0.0001821 | 0.00011416 | 0.12383 | 0.10889 | 0.1057 | 0.0001 | 0.066667 | 0.01423 | 0.12383
3200 | 1 | 5.7231e-05 | 9.0677e-05 | 0 | 0.0001586 | 0.00011416 | 0.34397 | 0.07446 | 0.1155 | 0.0001 | 0.05 | 0.13412 | 0.34397
3201 | 1 | 7.3218e-05 | 5.9928e-05 | 0 | 0.00014685 | 0.00011416 | 0.53391 | 0.047238 | 0.1281 | 0.0001 | 0.05 | 0.17269 | 0.53391
3202 | 1 | 8.5483e-05 | 3.4693e-05 | 0 | 0.00016448 | 0.00011416 | 0.40613 | 0.035228 | 0.1451 | 0.0001 | 0.066667 | 0.10263 | 0.40613
3203 | 1 | 9.9282e-05 | 1.5409e-05 | 0 | 0.00018797 | 0.00011416 | 0.23679 | 0.038431 | 0.1566 | 0.0001 | 0.075 | 0.030666 | 0.23679
3204 | 1 | 0.00010349 | 2.9667e-06 | 0 | 0.00020677 | 0.00011416 | 0.010441 | 0.042434 | 0.1702 | 0.0001 | 0.066667 | 0.0013373 | 0.010441
3205 | 1 | 9.8077e-05 | 0 | 0 | 0.00018797 | 0.00011416 | 0 | 0.040833 | 0.1933 | 0.0001 | 0.058333 | 0.059277 | 0
3206 | 1 | 8.7982e-05 | 0 | 0 | 0.00019032 | 0.00011416 | 0 | 0.045637 | 0.2045 | 0.0001 | 0.041667 | 0.25088 | 0
3207 | 1 | 8.4218e-05 | 4.9387e-06 | 0 | 0.00021382 | 0.00011416 | 0.0060394 | 0.064852 | 0.2024 | 0.0001 | 0.05 | 0.32128 | 0.0060394
3208 | 1 | 8.5041e-05 | 1.616e-05 | 0 | 0.00022322 | 0.00011416 | 0 | 0.064852 | 0.188 | 0.0001 | 0.058333 | 0.19955 | 0
3209 | 1 | 9.1184e-05 | 2.8864e-05 | 0 | 0.00022322 | 0.00011416 | 0 | 0.059247 | 0.1863 | 0.0001 | 0.058333 | 0.058253 | 0
3210 | 1 | 9.5957e-05 | 4.2267e-05 | 0 | 0.00016448 | 0.00011416 | 0 | 0.07526 | 0.2058 | 0.0001 | 0.058333 | 0.0015704 | 0
3211 | 1 | 9.4685e-05 | 5.8339e-05 | 0 | 0.00011748 | 0.00011416 | 0 | 0.20657 | 0.2526 | 0.0001 | 0.05 | 0.010201 | 0
3212 | 1 | 8.594e-05 | 7.265e-05 | 0 | 8.8113e-05 | 0.00011416 | 0 | 0.13931 | 0.3138 | 0.0001 | 0.041667 | 0.10618 | 0
3213 | 1 | 8.1108e-05 | 8.0607e-05 | 0 | 5.8742e-05 | 0.00011416 | 0 | 0.067254 | 0.3618 | 0.0001 | 0.058333 | 0.14184 | 0
3214 | 1 | 9.0973e-05 | 8.6628e-05 | 0 | 3.7595e-05 | 0.00011416 | 0 | 0.076061 | 0.3768 | 0.0001 | 0.075 | 0.086783 | 0
3215 | 1 | 7.7964e-05 | 9.2055e-05 | 0 | 2.3497e-05 | 0.00011416 | 0 | 0.092074 | 0.366 | 0.0001 | 0.075 | 0.0273 | 0
3216 | 1 | 5.6758e-05 | 9.8059e-05 | 0 | 9.3987e-06 | 0.00011416 | 0 | 0.13931 | 0.3735 | 0.0001 | 0.066667 | 0.0013373 | 0
3217 | 1 | 4.1101e-05 | 0.0001053 | 0 | 5.8742e-06 | 0.00011416 | 0 | 0.13611 | 0.3851 | 0.0001 | 0.058333 | 0.046976 | 0
3218 | 1 | 3.0737e-05 | 0.00011382 | 0 | 2.3497e-06 | 0.00011416 | 0 | 0.1265 | 0.4176 | 0.0001 | 0.058333 | 0.20336 | 0
3219 | 1 | 2.5831e-05 | 0.00012413 | 0 | 1.1748e-06 | 0.00011416 | 0 | 0.10328 | 0.4318 | 0.0001 | 0.058333 | 0.25925 | 0
3220 | 1 | 2.6384e-05 | 0.00013617 | 0 | 1.4098e-05 | 0.00011416 | 0 | 0.099279 | 0.4153 | 0.0001 | 0.058333 | 0.1622 | 0
3221 | 1 | 3.2285e-05 | 0.00014582 | 0 | 3.7595e-05 | 0.00011416 | 0 | 0.096077 | 0.3791 | 0.0001 | 0.075 | 0.047516 | 0
3222 | 1 | 4.7024e-05 | 0.00014603 | 0 | 9.3987e-05 | 0.00011416 | 0 | 0.1297 | 0.3145 | 0.0001 | 0.091667 | 0.0014402 | 0
3223 | 1 | 6.508e-05 | 0.00013748 | 0 | 0.0001821 | 0.00011416 | 0 | 0.14572 | 0.2428 | 0.0001 | 0.091667 | 0.0070149 | 0
3224 | 1 | 8.8406e-05 | 0.00011977 | 0 | 0.0001586 | 0.00011416 | 0 | 0.16493 | 0.1776 | 0.0001 | 0.058333 | 0.082421 | 0
3225 | 1 | 0.00011138 | 9.3347e-05 | 0 | 0.00014685 | 0.00011416 | 0.21223 | 0.19376 | 0.1367 | 0.0001 | 0.041667 | 0.11489 | 0.21223
3226 | 1 | 0.0001219 | 6.3278e-05 | 0 | 0.00016448 | 0.00011416 | 0.46359 | 0.19856 | 0.128 | 0.0001 | 0.033333 | 0.072661 | 0.46359
3227 | 1 | 0.0001336 | 3.8009e-05 | 0 | 0.00018797 | 0.00011416 | 0.30696 | 0.23619 | 0.1365 | 0.0001 | 0.033333 | 0.02419 | 0.30696
3228 | 1 | 0.00013484 | 1.979e-05 | 0 | 0.00020677 | 0.00011416 | 0.26293 | 0.18255 | 0.1305 | 0.0001 | 0.066667 | 0.0013373 | 0.26293
3229 | 1 | 0.0001236 | 8.1323e-06 | 0 | 0.00018797 | 0.00011416 | 0.93986 | 0.10729 | 0.101 | 0.0001 | 0.075 | 0.036507 | 0.93986
3230 | 1 | 0.000115 | 2.513e-06 | 0 | 0.00019032 | 0.00011416 | 0.91776 | 0.085669 | 0.0753 | 0.0001 | 0.075 | 0.16225 | 0.91776
3231 | 1 | 0.00011381 | 4.1185e-06 | 0 | 0.00021382 | 0.00011416 | 0.70805 | 0.10969 | 0.0596 | 0.0001 | 0.058333 | 0.20577 | 0.70805
3232 | 1 | 0.00010998 | 1.2774e-05 | 0 | 0.00022322 | 0.00011416 | 0.49495 | 0.14011 | 0.0355 | 0.0001 | 0.058333 | 0.12983 | 0.49495
3233 | 1 | 0.00011109 | 2.8777e-05 | 0 | 0.00022322 | 0.00011416 | 0.27726 | 0.14331 | 0.0184 | 0.0001 | 0.058333 | 0.038187 | 0.27726
3234 | 1 | 0.00010697 | 5.1708e-05 | 0 | 0.00016448 | 0.00011416 | 0.095829 | 0.1289 | 0.0136 | 0.0001 | 0.058333 | 0.0013174 | 0.095829
3235 | 1 | 9.4431e-05 | 8.6907e-05 | 0 | 0.00011748 | 0.00011416 | 0 | 0.1217 | 0.0148 | 0.0001 | 0.075 | 0.0045725 | 0
3236 | 1 | 8.3627e-05 | 0.00013366 | 0 | 8.8113e-05 | 0.00011416 | 0 | 0.095276 | 0.0197 | 0.0001 | 0.075 | 0.062499 | 0
3237 | 1 | 7.738e-05 | 0.0001532 | 0 | 5.8742e-05 | 0.00011416 | 0 | 0.11369 | 0.0407 | 0.0001 | 0.075 | 0.091599 | 0
3238 | 1 | 9.1276e-05 | 0.00016484 | 0 | 3.7595e-05 | 0.00011416 | 0 | 0.099279 | 0.0933 | 0.0001 | 0.058333 | 0.060161 | 0
3239 | 1 | 8.0172e-05 | 0.00017066 | 0 | 2.3497e-05 | 0.00011416 | 0 | 0.068054 | 0.1837 | 0.0001 | 0.058333 | 0.021325 | 0
3240 | 1 | 5.8034e-05 | 0.00017294 | 0 | 9.3987e-06 | 0.00011416 | 0 | 0.073659 | 0.2942 | 0.0001 | 0.058333 | 0.0013373 | 0
3241 | 1 | 3.8373e-05 | 0.00017456 | 0 | 5.8742e-06 | 0.00011416 | 0 | 0.054444 | 0.3747 | 0.0001 | 0.058333 | 0.027722 | 0
3242 | 1 | 2.9011e-05 | 0.0001747 | 0 | 2.3497e-06 | 0.00011416 | 0 | 0.069656 | 0.4231 | 0.0001 | 0.058333 | 0.1271 | 0
3243 | 1 | 2.2527e-05 | 0.00017292 | 0 | 1.1748e-06 | 0.00011416 | 0 | 0.086469 | 0.4418 | 0.0001 | 0.066667 | 0.1602 | 0
3244 | 1 | 2.2162e-05 | 0.00016957 | 0 | 1.4098e-05 | 0.00011416 | 0 | 0.11129 | 0.4445 | 0.0001 | 0.066667 | 0.10208 | 0
3245 | 1 | 2.6702e-05 | 0.00016142 | 0 | 3.7595e-05 | 0.00011416 | 0 | 0.16813 | 0.4654 | 0.0001 | 0.066667 | 0.030167 | 0
3246 | 1 | 3.4338e-05 | 0.00014612 | 0 | 9.3987e-05 | 0.00011416 | 0 | 0.20416 | 0.4971 | 0.0001 | 0.075 | 0.0012018 | 0
3247 | 1 | 4.9923e-05 | 0.00012558 | 0 | 0.0001821 | 0.00011416 | 0.027111 | 0.20977 | 0.4953 | 0.0001 | 0.075 | 0.0027751 | 0.027111
3248 | 1 | 7.6394e-05 | 0.00010584 | 0 | 0.0001586 | 0.00011416 | 0.021673 | 0.21457 | 0.463 | 0.0001 | 0.066667 | 0.046078 | 0.021673
3249 | 1 | 9.891e-05 | 8.9333e-05 | 0 | 0.00014685 | 0.00011416 | 0.010563 | 0.21297 | 0.3845 | 0.0001 | 0.066667 | 0.071687 | 0.010563
3250 | 1 | 0.00011444 | 7.5651e-05 | 0 | 0.00016448 | 0.00011416 | 0 | 0.24099 | 0.3273 | 0.0001 | 0.066667 | 0.049183 | 0
3251 | 1 | 0.00012671 | 6.2057e-05 | 0 | 0.00018797 | 0.00011416 | 0 | 0.27462 | 0.2568 | 0.0001 | 0.066667 | 0.018696 | 0
3252 | 1 | 0.0001285 | 4.9998e-05 | 0 | 0.00020677 | 0.00011416 | 0 | 0.26341 | 0.2028 | 0.0001 | 0.066667 | 0.0013373 | 0
3253 | 1 | 0.000125 | 4.1569e-05 | 0 | 0.00018797 | 0.00011416 | 0 | 0.26661 | 0.1784 | 0.0001 | 0.066667 | 0.02158 | 0
3254 | 1 | 0.00011638 | 3.5862e-05 | 0 | 0.00019032 | 0.00011416 | 0 | 0.21617 | 0.1429 | 0.0001 | 0.066667 | 0.10201 | 0
3255 | 1 | 0.00011328 | 3.5618e-05 | 0 | 0.00021382 | 0.00011416 | 0 | 0.18175 | 0.0761 | 0.0001 | 0.066667 | 0.12781 | 0
3256 | 1 | 0.00011 | 3.5932e-05 | 0 | 0.00022322 | 0.00011416 | 0 | 0.15612 | 0.0275 | 0.0001 | 0.066667 | 0.082233 | 0
3257 | 1 | 0.00010962 | 3.7782e-05 | 0 | 0.00022322 | 0.00011416 | 0.06854 | 0.10649 | 0.0038 | 0.0001 | 0.091667 | 0.024412 | 0.06854
3258 | 1 | 0.00010507 | 4.4885e-05 | 0 | 0.00016448 | 0.00011416 | 0.0090591 | 0.057646 | 0 | 0.0001 | 0.075 | 0.0011108 | 0.0090591
3259 | 1 | 9.5619e-05 | 6.5896e-05 | 0 | 0.00011748 | 0.00011416 | 0 | 0.040833 | 0 | 0.0001 | 0.058333 | 0.0016988 | 0
3260 | 1 | 8.2695e-05 | 9.394e-05 | 0 | 8.8113e-05 | 0.00011416 | 0 | 0.033627 | 0.0027 | 0.0001 | 0.058333 | 0.034824 | 0
3261 | 1 | 7.8747e-05 | 9.9036e-05 | 0 | 5.8742e-05 | 0.00011416 | 0 | 0.040833 | 0.0099 | 0.0001 | 0.058333 | 0.057486 | 0
3262 | 1 | 8.7851e-05 | 0.00010739 | 0 | 3.7595e-05 | 0.00011416 | 0 | 0.032026 | 0.0206 | 0.0001 | 0.058333 | 0.041127 | 0
3263 | 1 | 7.6658e-05 | 0.0001249 | 0 | 2.3497e-05 | 0.00011416 | 0 | 0.016013 | 0.0341 | 0.0001 | 0.05 | 0.016678 | 0
3264 | 1 | 4.9345e-05 | 0.00014305 | 0 | 9.3987e-06 | 0.00011416 | 0 | 0.011209 | 0.0628 | 0.0001 | 0.066667 | 0.0013373 | 0
3265 | 1 | 3.3834e-05 | 0.00015387 | 0 | 5.8742e-06 | 0.00011416 | 0 | 0.0088071 | 0.0912 | 0.0001 | 0.075 | 0.016421 | 0
3266 | 1 | 2.0171e-05 | 0.00015952 | 0 | 2.3497e-06 | 0.00011416 | 0 | 0.010408 | 0.1024 | 0.0001 | 0.058333 | 0.080465 | 0
3267 | 1 | 1.4849e-05 | 0.00016446 | 0 | 1.1748e-06 | 0.00011416 | 0 | 0.014412 | 0.0931 | 0.0001 | 0.058333 | 0.10011 | 0
3268 | 1 | 1.533e-05 | 0.0001701 | 0 | 1.4098e-05 | 0.00011416 | 0 | 0.021617 | 0.0614 | 0.0001 | 0.058333 | 0.065138 | 0
3269 | 1 | 1.4576e-05 | 0.00016296 | 0 | 3.7595e-05 | 0.00011416 | 0 | 0.028022 | 0.0328 | 0.0001 | 0.058333 | 0.019439 | 0
3270 | 1 | 2.1766e-05 | 0.0001231 | 0 | 9.3987e-05 | 0.00011416 | 0 | 0.028022 | 0.0239 | 0.0001 | 0.058333 | 0.0010245 | 0
3271 | 1 | 3.6694e-05 | 8.9734e-05 | 0 | 0.0001821 | 0.00011416 | 0.034231 | 0.028022 | 0.0338 | 0.0001 | 0.058333 | 0.00094438 | 0.034231
3272 | 1 | 6.1471e-05 | 5.8514e-05 | 0 | 0.0001586 | 0.00011416 | 0.1397 | 0.016813 | 0.0517 | 0.0001 | 0.058333 | 0.02557 | 0.1397
3273 | 1 | 8.3328e-05 | 3.3524e-05 | 0 | 0.00014685 | 0.00011416 | 0.34975 | 0.016813 | 0.0764 | 0.0001 | 0.075 | 0.045297 | 0.34975
3274 | 1 | 9.2675e-05 | 1.4083e-05 | 0 | 0.00016448 | 0.00011416 | 0.75038 | 0.022418 | 0.1046 | 0.0001 | 0.075 | 0.034002 | 0.75038
3275 | 1 | 0.00010405 | 0 | 0 | 0.00018797 | 0.00011416 | 0.36786 | 0.039231 | 0.1223 | 0.0001 | 0.075 | 0.014811 | 0.36786
3276 | 1 | 0.0001047 | 0 | 0 | 0.00020677 | 0.00011416 | 0.678 | 0.05044 | 0.1274 | 0.0001 | 0.066667 | 0.0013373 | 0.678
3277 | 1 | 9.2428e-05 | 0 | 0 | 0.00018797 | 0.00011416 | 0.53333 | 0.072858 | 0.1262 | 0.0001 | 0.075 | 0.01376 | 0.53333
3278 | 1 | 8.2704e-05 | 0 | 0 | 0.00019032 | 0.00011416 | 0.40398 | 0.080865 | 0.1173 | 0.0001 | 0.075 | 0.069123 | 0.40398
3279 | 1 | 7.5705e-05 | 0 | 0 | 0.00021382 | 0.00011416 | 0.28824 | 0.080064 | 0.109 | 0.0001 | 0.066667 | 0.08559 | 0.28824
3280 | 1 | 7.327e-05 | 9.5982e-07 | 0 | 0.00022322 | 0.00011416 | 0.15533 | 0.073659 | 0.1076 | 0.0001 | 0.066667 | 0.056119 | 0.15533
3281 | 1 | 7.8093e-05 | 1.2268e-05 | 0 | 0.00022322 | 0.00011416 | 0.13828 | 0.076061 | 0.1232 | 0.0001 | 0.066667 | 0.016808 | 0.13828
3282 | 1 | 8.4274e-05 | 2.8323e-05 | 0 | 0.00016448 | 0.00011416 | 0.013806 | 0.070456 | 0.1523 | 0.0001 | 0.066667 | 0.00097493 | 0.013806
3283 | 1 | 8.3735e-05 | 5.5477e-05 | 0 | 0.00011748 | 0.00011416 | 0 | 0.068054 | 0.1944 | 0.0001 | 0.058333 | 0.00062252 | 0
3284 | 1 | 7.6557e-05 | 9.6209e-05 | 0 | 8.8113e-05 | 0.00011416 | 0 | 0.060048 | 0.2571 | 0.0001 | 0.058333 | 0.020896 | 0
3285 | 1 | 7.7034e-05 | 0.00011226 | 0 | 5.8742e-05 | 0.00011416 | 0 | 0.053643 | 0.3213 | 0.0001 | 0.058333 | 0.038885 | 0
3286 | 1 | 8.6865e-05 | 0.00011951 | 0 | 3.7595e-05 | 0.00011416 | 0 | 0.044836 | 0.3782 | 0.0001 | 0.058333 | 0.030151 | 0
3287 | 1 | 7.4344e-05 | 0.00013031 | 0 | 2.3497e-05 | 0.00011416 | 0 | 0.048038 | 0.3969 | 0.0001 | 0.05 | 0.01376 | 0
3288 | 1 | 4.6976e-05 | 0.00014427 | 0 | 9.3987e-06 | 0.00011416 | 0 | 0.042434 | 0.3808 | 0.0001 | 0.058333 | 0.0013373 | 0
3289 | 1 | 3.1782e-05 | 0.00015446 | 0 | 5.8742e-06 | 0.00011416 | 0 | 0.039231 | 0.3768 | 0.0001 | 0.058333 | 0.012157 | 0
3290 | 1 | 2.1568e-05 | 0.00016425 | 0 | 2.3497e-06 | 0.00011416 | 0 | 0.053643 | 0.3981 | 0.0001 | 0.058333 | 0.062188 | 0
3291 | 1 | 2.0452e-05 | 0.00016902 | 0 | 1.1748e-06 | 0.00011416 | 0 | 0.067254 | 0.3998 | 0.0001 | 0.05 | 0.076735 | 0
3292 | 1 | 2.5428e-05 | 0.00017317 | 0 | 1.4098e-05 | 0.00011416 | 0 | 0.089672 | 0.3816 | 0.0001 | 0.058333 | 0.050594 | 0
3293 | 1 | 4.0217e-05 | 0.00016598 | 0 | 3.7595e-05 | 0.00011416 | 0 | 0.1193 | 0.3771 | 0.0001 | 0.058333 | 0.015193 | 0
3294 | 1 | 7.8242e-05 | 0.00014108 | 0 | 9.3987e-05 | 0.00011416 | 0 | 0.13851 | 0.3955 | 0.0001 | 0.058333 | 0.00094279 | 0
3295 | 1 | 0.00011905 | 0.00010933 | 0 | 0.0001821 | 0.00011416 | 0.13904 | 0.15372 | 0.4223 | 0.0001 | 0.058333 | 0.00045479 | 0.13904
3296 | 1 | 0.00014319 | 7.8792e-05 | 0 | 0.0001586 | 0.00011416 | 0.24231 | 0.1249 | 0.4294 | 0.0001 | 0.091667 | 0.01812 | 0.24231
3297 | 1 | 0.00015781 | 5.5059e-05 | 0 | 0.00014685 | 0.00011416 | 0.3426 | 0.15693 | 0.4699 | 0.0001 | 0.083333 | 0.034965 | 0.3426
3298 | 1 | 0.00016267 | 3.3227e-05 | 0 | 0.00016448 | 0.00011416 | 0.30512 | 0.28903 | 0.5509 | 0.0001 | 0.075 | 0.027752 | 0.30512
3299 | 1 | 0.00017184 | 1.4013e-05 | 0 | 0.00018797 | 0.00011416 | 0.66962 | 0.46277 | 0.6523 | 0.0001 | 0.066667 | 0.013088 | 0.66962
3300 | 1 | 0.00016254 | 7.3819e-06 | 0 | 0.00020677 | 0.00011416 | 0.96635 | 0.52282 | 0.7647 | 0.0001 | 0.05 | 0.0013373 | 0.96635
3301 | 1 | 0.00016121 | 5.7764e-06 | 0 | 0.00018797 | 0.00011416 | 0.84448 | 0.54764 | 0.8626 | 0.0001 | 0.05 | 0.011404 | 0.84448
3302 | 1 | 0.00015854 | 0 | 0 | 0.00019032 | 0.00011416 | 0.33023 | 0.61569 | 0.9127 | 0.0001 | 0.041667 | 0.058901 | 0.33023
3303 | 1 | 0.00015649 | 0 | 0 | 0.00021382 | 0.00011416 | 0.0071537 | 0.64932 | 0.9246 | 0.0001 | 0.025 | 0.072546 | 0.0071537
3304 | 1 | 0.00015479 | 7.3295e-06 | 0 | 0.00022322 | 0.00011416 | 0 | 0.6213 | 0.9016 | 0.0001 | 0.025 | 0.047973 | 0
3305 | 1 | 0.00015767 | 2.2128e-05 | 0 | 0.00022322 | 0.00011416 | 0 | 0.56926 | 0.8129 | 0.0001 | 0.025 | 0.014425 | 0
3306 | 1 | 0.00015796 | 3.6944e-05 | 0 | 0.00016448 | 0.00011416 | 0 | 0.52282 | 0.6847 | 0.0001 | 0.016667 | 0.00092699 | 0
3307 | 1 | 0.00014632 | 5.4238e-05 | 0 | 0.00011748 | 0.00011416 | 0 | 0.46597 | 0.6145 | 0.0001 | 0.025 | 0.00038361 | 0
3308 | 1 | 0.00013182 | 7.7937e-05 | 0 | 8.8113e-05 | 0.00011416 | 0 | 0.38991 | 0.5677 | 0.0001 | 0.025 | 0.01683 | 0
3309 | 1 | 0.00012 | 0.00010089 | 0 | 5.8742e-05 | 0.00011416 | 0 | 0.34428 | 0.528 | 0.0001 | 0.058333 | 0.033108 | 0
3310 | 1 | 0.00012039 | 0.00012003 | 0 | 3.7595e-05 | 0.00011416 | 0 | 0.36429 | 0.545 | 0.0001 | 0.066667 | 0.026602 | 0
3311 | 1 | 0.0001031 | 0.00013322 | 0 | 2.3497e-05 | 0.00011416 | 0 | 0.34668 | 0.6435 | 0.0001 | 0.075 | 0.01276 | 0
3312 | 1 | 7.7413e-05 | 0.00014483 | 0 | 9.3987e-06 | 0.00011416 | 0 | 0.34988 | 0.7184 | 0.0001 | 0.058333 | 0.0013373 | 0
3313 | 1 | 5.9317e-05 | 0.00015493 | 0 | 5.8742e-06 | 0.00011416 | 0 | 0.39552 | 0.7179 | 0.0001 | 0.05 | 0.011404 | 0
3314 | 1 | 4.7353e-05 | 0.00016149 | 0 | 2.3497e-06 | 0.00011416 | 0 | 0.40592 | 0.7017 | 0.0001 | 0.058333 | 0.058901 | 0
3315 | 1 | 4.4899e-05 | 0.00016432 | 0 | 1.1748e-06 | 0.00011416 | 0 | 0.38831 | 0.6947 | 0.0001 | 0.058333 | 0.072546 | 0
3316 | 1 | 4.6321e-05 | 0.00016652 | 0 | 1.4098e-05 | 0.00011416 | 0 | 0.41393 | 0.6892 | 0.0001 | 0.058333 | 0.047973 | 0
3317 | 1 | 6.1291e-05 | 0.00016669 | 0 | 3.7595e-05 | 0.00011416 | 0 | 0.40753 | 0.6955 | 0.0001 | 0.05 | 0.014425 | 0
3318 | 1 | 9.1211e-05 | 0.00015371 | 0 | 9.3987e-05 | 0.00011416 | 0 | 0.41793 | 0.6942 | 0.0001 | 0.058333 | 0.00092699 | 0
3319 | 1 | 0.00012714 | 0.0001317 | 0 | 0.0001821 | 0.00011416 | 0.1253 | 0.46197 | 0.7013 | 0.0001 | 0.058333 | 0.00038361 | 0.1253
3320 | 1 | 0.0001487 | 0.00010813 | 0 | 0.0001586 | 0.00011416 | 0.34199 | 0.49159 | 0.6974 | 0.0001 | 0.058333 | 0.01683 | 0.34199
3321 | 1 | 0.00015828 | 8.9822e-05 | 0 | 0.00014685 | 0.00011416 | 0.20781 | 0.52922 | 0.6816 | 0.0001 | 0.05 | 0.033108 | 0.20781
3322 | 1 | 0.00016301 | 7.6733e-05 | 0 | 0.00016448 | 0.00011416 | 0.1261 | 0.57806 | 0.6646 | 0.0001 | 0.058333 | 0.026602 | 0.1261
3323 | 1 | 0.00017254 | 6.6123e-05 | 0 | 0.00018797 | 0.00011416 | 0.17074 | 0.6301 | 0.6589 | 0.0001 | 0.05 | 0.01276 | 0.17074
3324 | 1 | 0.00016482 | 5.8636e-05 | 0 | 0.00020677 | 0.00011416 | 0.40528 | 0.61489 | 0.6552 | 0.0001 | 0.058333 | 0.0013373 | 0.40528
3325 | 1 | 0.00016589 | 5.553e-05 | 0 | 0.00018797 | 0.00011416 | 0.0038331 | 0.59167 | 0.6471 | 0.0001 | 0.058333 | 0.012942 | 0.0038331
3326 | 1 | 0.00016181 | 5.6368e-05 | 0 | 0.00019032 | 0.00011416 | 0 | 0.56926 | 0.641 | 0.0001 | 0.058333 | 0.065594 | 0
3327 | 1 | 0.0001551 | 6.0399e-05 | 0 | 0.00021382 | 0.00011416 | 0 | 0.4972 | 0.6218 | 0.0001 | 0.058333 | 0.081082 | 0
3328 | 1 | 0.00015617 | 6.6227e-05 | 0 | 0.00022322 | 0.00011416 | 0.52562 | 0.52522 | 0.6001 | 0.0001 | 0.066667 | 0.053309 | 0.52562
3329 | 1 | 0.00015307 | 7.4011e-05 | 0 | 0.00022322 | 0.00011416 | 0 | 0.43635 | 0.5632 | 0.0001 | 0.058333 | 0.015987 | 0
3330 | 1 | 0.00014588 | 8.5651e-05 | 0 | 0.00016448 | 0.00011416 | 0.027946 | 0.41713 | 0.5212 | 0.0001 | 0.025 | 0.00095877 | 0.027946
3331 | 1 | 0.00013309 | 0.00010532 | 0 | 0.00011748 | 0.00011416 | 0 | 0.36829 | 0.4735 | 0.0001 | 0.025 | 0.00053427 | 0
3332 | 1 | 0.00012116 | 0.00013047 | 0 | 8.8113e-05 | 0.00011416 | 0 | 0.38271 | 0.4166 | 0.0001 | 0.033333 | 0.019475 | 0
3333 | 1 | 0.00011267 | 0.00014526 | 0 | 5.8742e-05 | 0.00011416 | 0 | 0.31705 | 0.3698 | 0.0001 | 0.066667 | 0.03689 | 0
3334 | 1 | 0.00012426 | 0.00015535 | 0 | 3.7595e-05 | 0.00011416 | 0 | 0.29784 | 0.3386 | 0.0001 | 0.058333 | 0.028935 | 0
3335 | 1 | 0.00010707 | 0.00016387 | 0 | 2.3497e-05 | 0.00011416 | 0 | 0.30344 | 0.3172 | 0.0001 | 0.05 | 0.013421 | 0
3336 | 1 | 7.7464e-05 | 0.00017156 | 0 | 9.3987e-06 | 0.00011416 | 0 | 0.29143 | 0.2981 | 0.0001 | 0.05 | 0.0013373 | 0
3337 | 1 | 5.9904e-05 | 0.00017751 | 0 | 5.8742e-06 | 0.00011416 | 0 | 0.29384 | 0.2772 | 0.0001 | 0.058333 | 0.014612 | 0
3338 | 1 | 4.9803e-05 | 0.0001821 | 0 | 2.3497e-06 | 0.00011416 | 0 | 0.28423 | 0.2572 | 0.0001 | 0.058333 | 0.072776 | 0
3339 | 1 | 4.1338e-05 | 0.00018402 | 0 | 1.1748e-06 | 0.00011416 | 0 | 0.27222 | 0.2392 | 0.0001 | 0.05 | 0.090263 | 0
3340 | 1 | 4.534e-05 | 0.00018512 | 0 | 1.4098e-05 | 0.00011416 | 0 | 0.2442 | 0.2244 | 0.0001 | 0.05 | 0.059026 | 0
3341 | 1 | 5.9235e-05 | 0.00018205 | 0 | 3.7595e-05 | 0.00011416 | 0 | 0.17774 | 0.2061 | 0.0001 | 0.05 | 0.017657 | 0
3342 | 1 | 9.2162e-05 | 0.00016678 | 0 | 9.3987e-05 | 0.00011416 | 0 | 0.16013 | 0.1917 | 0.0001 | 0.05 | 0.00099127 | 0
3343 | 1 | 0.00012988 | 0.00014136 | 0 | 0.0001821 | 0.00011416 | 0.11028 | 0.1225 | 0.1823 | 0.0001 | 0.05 | 0.00071998 | 0.11028
3344 | 1 | 0.0001473 | 0.00012008 | 0 | 0.0001586 | 0.00011416 | 0.001014 | 0.088871 | 0.1777 | 0.0001 | 0.058333 | 0.022384 | 0.001014
3345 | 1 | 0.00016565 | 0.00010446 | 0 | 0.00014685 | 0.00011416 | 0.36554 | 0.076061 | 0.1822 | 0.0001 | 0.066667 | 0.04095 | 0.36554
3346 | 1 | 0.00016783 | 8.9699e-05 | 0 | 0.00016448 | 0.00011416 | 0.66308 | 0.081665 | 0.1858 | 0.0001 | 0.058333 | 0.0314 | 0.66308
3347 | 1 | 0.00017362 | 7.7169e-05 | 0 | 0.00018797 | 0.00011416 | 0.16517 | 0.11369 | 0.1905 | 0.0001 | 0.05 | 0.014105 | 0.16517
3348 | 1 | 0.00016761 | 6.8426e-05 | 0 | 0.00020677 | 0.00011416 | 0.562 | 0.14892 | 0.1915 | 0.0001 | 0.075 | 0.0013373 | 0.562
3349 | 1 | 0.00016673 | 6.3051e-05 | 0 | 0.00018797 | 0.00011416 | 0.17588 | 0.17374 | 0.1895 | 0.0001 | 0.066667 | 0.017378 | 0.17588
3350 | 1 | 0.00016507 | 5.9264e-05 | 0 | 0.00019032 | 0.00011416 | 0.49627 | 0.17614 | 0.1683 | 0.0001 | 0.058333 | 0.084504 | 0.49627
3351 | 1 | 0.00016106 | 5.731e-05 | 0 | 0.00021382 | 0.00011416 | 0.2737 | 0.16894 | 0.1318 | 0.0001 | 0.058333 | 0.10529 | 0.2737
3352 | 1 | 0.00015311 | 5.8025e-05 | 0 | 0.00022322 | 0.00011416 | 0.14719 | 0.17214 | 0.0945 | 0.0001 | 0.041667 | 0.068347 | 0.14719
3353 | 1 | 0.00015206 | 6.2632e-05 | 0 | 0.00022322 | 0.00011416 | 0.29204 | 0.15132 | 0.0627 | 0.0001 | 0.033333 | 0.020374 | 0.29204
3354 | 1 | 0.0001471 | 7.2946e-05 | 0 | 0.00016448 | 0.00011416 | 0.10198 | 0.15853 | 0.0345 | 0.0001 | 0.033333 | 0.0010414 | 0.10198
3355 | 1 | 0.00013253 | 9.7814e-05 | 0 | 0.00011748 | 0.00011416 | 0 | 0.1281 | 0.0141 | 0.0001 | 0.033333 | 0.0010722 | 0
3356 | 1 | 0.00011623 | 0.00013853 | 0 | 8.8113e-05 | 0.00011416 | 0 | 0.095276 | 0.005 | 0.0001 | 0.033333 | 0.02727 | 0
3357 | 1 | 0.00010947 | 0.00015347 | 0 | 5.8742e-05 | 0.00011416 | 0 | 0.064051 | 0.0059 | 0.0001 | 0.033333 | 0.047581 | 0
3358 | 1 | 0.00012092 | 0.00016343 | 0 | 3.7595e-05 | 0.00011416 | 0 | 0.060849 | 0.0192 | 0.0001 | 0.033333 | 0.035355 | 0
3359 | 1 | 0.00010503 | 0.00017484 | 0 | 2.3497e-05 | 0.00011416 | 0 | 0.053643 | 0.0421 | 0.0001 | 0.041667 | 0.015172 | 0
3360 | 1 | 7.4424e-05 | 0.00018613 | 0 | 9.3987e-06 | 0.00011416 | 0 | 0.08727 | 0.0718 | 0.0001 | 0.041667 | 0.0013373 | 0
3361 | 1 | 5.371e-05 | 0.00019542 | 0 | 5.8742e-06 | 0.00011416 | 0 | 0.090472 | 0.1014 | 0.0001 | 0.041667 | 0.019404 | 0
3362 | 1 | 4.4163e-05 | 0.00020261 | 0 | 2.3497e-06 | 0.00011416 | 0 | 0.080865 | 0.1168 | 0.0001 | 0.041667 | 0.092983 | 0
3363 | 1 | 4.05e-05 | 0.00020774 | 0 | 1.1748e-06 | 0.00011416 | 0 | 0.073659 | 0.1291 | 0.0001 | 0.041667 | 0.11619 | 0
3364 | 1 | 4.4303e-05 | 0.00020987 | 0 | 1.4098e-05 | 0.00011416 | 0 | 0.07526 | 0.1362 | 0.0001 | 0.041667 | 0.075076 | 0
3365 | 1 | 5.7733e-05 | 0.00019134 | 0 | 3.7595e-05 | 0.00011416 | 0 | 0.072058 | 0.1308 | 0.0001 | 0.041667 | 0.022332 | 0
3366 | 1 | 9.455e-05 | 0.00014601 | 0 | 9.3987e-05 | 0.00011416 | 0 | 0.060849 | 0.1203 | 0.0001 | 0.041667 | 0.0010757 | 0
3367 | 1 | 0.00013311 | 0.00010575 | 0 | 0.0001821 | 0.00011416 | 0.15668 | 0.043235 | 0.1083 | 0.0001 | 0.041667 | 0.0013616 | 0.15668
3368 | 1 | 0.00015274 | 6.3872e-05 | 0 | 0.0001586 | 0.00011416 | 0.31377 | 0.02482 | 0.1059 | 0.0001 | 0.041667 | 0.030893 | 0.31377
3369 | 1 | 0.00016606 | 4.0644e-05 | 0 | 0.00014685 | 0.00011416 | 0.51872 | 0.010408 | 0.1216 | 0.0001 | 0.05 | 0.052378 | 0.51872
3370 | 1 | 0.00017176 | 2.3559e-05 | 0 | 0.00016448 | 0.00011416 | 0.72495 | 0.016813 | 0.1405 | 0.0001 | 0.058333 | 0.038168 | 0.72495
3371 | 1 | 0.00017776 | 9.2143e-06 | 0 | 0.00018797 | 0.00011416 | 0.31549 | 0.026421 | 0.147 | 0.0001 | 0.05 | 0.015913 | 0.31549
3372 | 1 | 0.00016943 | 0 | 0 | 0.00020677 | 0.00011416 | 0.34809 | 0.047238 | 0.1397 | 0.0001 | 0.05 | 0.0013373 | 0.34809
3373 | 1 | 0.0001681 | 0 | 0 | 0.00018797 | 0.00011416 | 0.20846 | 0.070456 | 0.1226 | 0.0001 | 0.05 | 0.023914 | 0.20846
3374 | 1 | 0.00016248 | 0 | 0 | 0.00019032 | 0.00011416 | 0.77029 | 0.083267 | 0.1039 | 0.0001 | 0.058333 | 0.11161 | 0.77029
3375 | 1 | 0.00015971 | 0 | 0 | 0.00021382 | 0.00011416 | 0.46783 | 0.086469 | 0.0907 | 0.0001 | 0.058333 | 0.14018 | 0.46783
3376 | 1 | 0.0001578 | 0 | 0 | 0.00022322 | 0.00011416 | 0.21035 | 0.094476 | 0.0879 | 0.0001 | 0.058333 | 0.089831 | 0.21035
3377 | 1 | 0.00016292 | 5.1307e-06 | 0 | 0.00022322 | 0.00011416 | 0.24888 | 0.094476 | 0.102 | 0.0001 | 0.05 | 0.026617 | 0.24888
3378 | 1 | 0.00015687 | 1.979e-05 | 0 | 0.00016448 | 0.00011416 | 0.10485 | 0.094476 | 0.1333 | 0.0001 | 0.05 | 0.0011466 | 0.10485
3379 | 1 | 0.00013958 | 4.9928e-05 | 0 | 0.00011748 | 0.00011416 | 0 | 0.08727 | 0.1787 | 0.0001 | 0.05 | 0.0020875 | 0
3380 | 1 | 0.000122 | 9.2579e-05 | 0 | 8.8113e-05 | 0.00011416 | 0 | 0.052042 | 0.2377 | 0.0001 | 0.05 | 0.039075 | 0
3381 | 1 | 0.00011456 | 0.00010729 | 0 | 5.8742e-05 | 0.00011416 | 0 | 0.043235 | 0.2858 | 0.0001 | 0.041667 | 0.062917 | 0
3382 | 1 | 0.00012594 | 0.00011602 | 0 | 3.7595e-05 | 0.00011416 | 0 | 0.04964 | 0.3068 | 0.0001 | 0.041667 | 0.044234 | 0
3383 | 1 | 0.00011283 | 0.00012366 | 0 | 2.3497e-05 | 0.00011416 | 0 | 0.054444 | 0.289 | 0.0001 | 0.041667 | 0.017467 | 0
3384 | 1 | 8.5942e-05 | 0.00013141 | 0 | 9.3987e-06 | 0.00011416 | 0 | 0.055244 | 0.2484 | 0.0001 | 0.05 | 0.0013373 | 0
3385 | 1 | 6.9003e-05 | 0.00014076 | 0 | 5.8742e-06 | 0.00011416 | 0 | 0.045637 | 0.2348 | 0.0001 | 0.05 | 0.027722 | 0
3386 | 1 | 5.3345e-05 | 0.0001505 | 0 | 2.3497e-06 | 0.00011416 | 0 | 0.046437 | 0.2049 | 0.0001 | 0.05 | 0.1271 | 0
3387 | 1 | 5.1314e-05 | 0.00015947 | 0 | 1.1748e-06 | 0.00011416 | 0 | 0.036029 | 0.1876 | 0.0001 | 0.05 | 0.1602 | 0
3388 | 1 | 5.4941e-05 | 0.00016507 | 0 | 1.4098e-05 | 0.00011416 | 0 | 0.031225 | 0.1676 | 0.0001 | 0.05 | 0.10208 | 0
3389 | 1 | 6.4664e-05 | 0.00015406 | 0 | 3.7595e-05 | 0.00011416 | 0 | 0.031225 | 0.1468 | 0.0001 | 0.05 | 0.030167 | 0
3390 | 1 | 9.5876e-05 | 0.00012561 | 0 | 9.3987e-05 | 0.00011416 | 0 | 0.031225 | 0.1294 | 0.0001 | 0.05 | 0.0012018 | 0
3391 | 1 | 0.0001394 | 9.0764e-05 | 0 | 0.0001821 | 0.00011416 | 0.022665 | 0.022418 | 0.1167 | 0.0001 | 0.05 | 0.0027751 | 0.022665
3392 | 1 | 0.00016008 | 5.1272e-05 | 0 | 0.0001586 | 0.00011416 | 0.24413 | 0.014412 | 0.1157 | 0.0001 | 0.058333 | 0.046078 | 0.24413
3393 | 1 | 0.00017382 | 1.8219e-05 | 0 | 0.00014685 | 0.00011416 | 0.59735 | 0.010408 | 0.1254 | 0.0001 | 0.058333 | 0.071687 | 0.59735
3394 | 1 | 0.0001782 | 0 | 0 | 0.00016448 | 0.00011416 | 0.67503 | 0.0080064 | 0.1424 | 0.0001 | 0.058333 | 0.049183 | 0.67503
3395 | 1 | 0.00018392 | 0 | 0 | 0.00018797 | 0.00011416 | 0.82389 | 0.0080064 | 0.1594 | 0.0001 | 0.058333 | 0.018696 | 0.82389
3396 | 1 | 0.00017528 | 0 | 0 | 0.00020677 | 0.00011416 | 0.86928 | 0.0088071 | 0.1689 | 0.0001 | 0.058333 | 0.0013373 | 0.86928
3397 | 1 | 0.00017237 | 0 | 0 | 0.00018797 | 0.00011416 | 0.71256 | 0.0080064 | 0.1651 | 0.0001 | 0.033333 | 0.031913 | 0.71256
3398 | 1 | 0.00016364 | 0 | 0 | 0.00019032 | 0.00011416 | 0.66311 | 0.0096077 | 0.1535 | 0.0001 | 0.025 | 0.14396 | 0.66311
3399 | 1 | 0.0001554 | 0 | 0 | 0.00021382 | 0.00011416 | 0.31925 | 0.011209 | 0.1377 | 0.0001 | 0.025 | 0.18203 | 0.31925
3400 | 1 | 0.00015138 | 0 | 0 | 0.00022322 | 0.00011416 | 0.33442 | 0.013611 | 0.1328 | 0.0001 | 0.041667 | 0.1154 | 0.33442
3401 | 1 | 0.0001506 | 0 | 0 | 0.00022322 | 0.00011416 | 0.19268 | 0.016013 | 0.1352 | 0.0001 | 0.058333 | 0.03402 | 0.19268
3402 | 1 | 0.00014173 | 0 | 0 | 0.00016448 | 0.00011416 | 0.043401 | 0.020016 | 0.1369 | 0.0001 | 0.05 | 0.0012587 | 0.043401
3403 | 1 | 0.00012923 | 7.8705e-06 | 0 | 0.00011748 | 0.00011416 | 0 | 0.027222 | 0.1369 | 0.0001 | 0.041667 | 0.0035994 | 0
3404 | 1 | 0.00011331 | 5.6158e-05 | 0 | 8.8113e-05 | 0.00011416 | 0 | 0.035228 | 0.1392 | 0.0001 | 0.041667 | 0.053873 | 0
3405 | 1 | 0.00010551 | 7.9054e-05 | 0 | 5.8742e-05 | 0.00011416 | 0 | 0.046437 | 0.1387 | 0.0001 | 0.041667 | 0.081237 | 0
3406 | 1 | 0.00011761 | 9.5214e-05 | 0 | 3.7595e-05 | 0.00011416 | 0 | 0.048839 | 0.1341 | 0.0001 | 0.033333 | 0.054488 | 0
3407 | 1 | 0.00010704 | 0.00010888 | 0 | 2.3497e-05 | 0.00011416 | 0 | 0.040833 | 0.1262 | 0.0001 | 0.025 | 0.019982 | 0
3408 | 1 | 7.6761e-05 | 0.00011958 | 0 | 9.3987e-06 | 0.00011416 | 0 | 0.051241 | 0.1165 | 0.0001 | 0.025 | 0.0013373 | 0
3409 | 1 | 5.963e-05 | 0.0001275 | 0 | 5.8742e-06 | 0.00011416 | 0 | 0.04964 | 0.093 | 0.0001 | 0.033333 | 0.03493 | 0
3410 | 1 | 4.5886e-05 | 0.00013362 | 0 | 2.3497e-06 | 0.00011416 | 0 | 0.051241 | 0.0648 | 0.0001 | 0.05 | 0.15599 | 0
3411 | 1 | 3.8081e-05 | 0.00013907 | 0 | 1.1748e-06 | 0.00011416 | 0 | 0.05044 | 0.0497 | 0.0001 | 0.05 | 0.19764 | 0
3412 | 1 | 3.3101e-05 | 0.00014396 | 0 | 1.4098e-05 | 0.00011416 | 0 | 0.040833 | 0.0415 | 0.0001 | 0.05 | 0.1249 | 0
3413 | 1 | 3.0332e-05 | 0.0001297 | 0 | 3.7595e-05 | 0.00011416 | 0 | 0.038431 | 0.0411 | 0.0001 | 0.058333 | 0.036762 | 0
3414 | 1 | 4.0659e-05 | 9.3591e-05 | 0 | 9.3987e-05 | 0.00011416 | 0 | 0.026421 | 0.0529 | 0.0001 | 0.058333 | 0.0012976 | 0
3415 | 1 | 6.1317e-05 | 5.6176e-05 | 0 | 0.0001821 | 0.00011416 | 0 | 0.023219 | 0.1041 | 0.0001 | 0.058333 | 0.0042308 | 0
3416 | 1 | 9.0594e-05 | 1.979e-05 | 0 | 0.0001586 | 0.00011416 | 0.0029974 | 0.011209 | 0.1763 | 0.0001 | 0.058333 | 0.059529 | 0.0029974
3417 | 1 | 0.00011422 | 0 | 0 | 0.00014685 | 0.00011416 | 0.0057274 | 0.0056045 | 0.251 | 0.0001 | 0.058333 | 0.088053 | 0.0057274
3418 | 1 | 0.0001237 | 0 | 0 | 0.00016448 | 0.00011416 | 0.10017 | 0.010408 | 0.2955 | 0.0001 | 0.058333 | 0.058228 | 0.10017
3419 | 1 | 0.00012973 | 0 | 0 | 0.00018797 | 0.00011416 | 0.83813 | 0.022418 | 0.2968 | 0.0001 | 0.058333 | 0.020871 | 0.83813
3420 | 1 | 0.00012581 | 0 | 0 | 0.00020677 | 0.00011416 | 0.37563 | 0.028823 | 0.2851 | 0.0001 | 0.058333 | 0.0013373 | 0.37563
3421 | 1 | 0.00011672 | 0 | 0 | 0.00018797 | 0.00011416 | 0.016447 | 0.046437 | 0.2818 | 0.0001 | 0.058333 | 0.039802 | 0.016447
3422 | 1 | 0.00011063 | 0 | 0 | 0.00019032 | 0.00011416 | 0 | 0.076861 | 0.2786 | 0.0001 | 0.058333 | 0.17527 | 0
3423 | 1 | 0.00010848 | 0 | 0 | 0.00021382 | 0.00011416 | 0 | 0.1257 | 0.2708 | 0.0001 | 0.041667 | 0.22268 | 0
3424 | 1 | 0.00011194 | 0 | 0 | 0.00022322 | 0.00011416 | 0 | 0.15933 | 0.266 | 0.0001 | 0.041667 | 0.14009 | 0
3425 | 1 | 0.00011553 | 5.6542e-06 | 0 | 0.00022322 | 0.00011416 | 0 | 0.18575 | 0.2531 | 0.0001 | 0.041667 | 0.041147 | 0
3426 | 1 | 0.0001137 | 1.801e-05 | 0 | 0.00016448 | 0.00011416 | 0 | 0.18415 | 0.2198 | 0.0001 | 0.041667 | 0.0013575 | 0
3427 | 1 | 0.00010321 | 3.7032e-05 | 0 | 0.00011748 | 0.00011416 | 0 | 0.14492 | 0.1815 | 0.0001 | 0.033333 | 0.0053101 | 0
3428 | 1 | 8.6856e-05 | 6.5477e-05 | 0 | 8.8113e-05 | 0.00011416 | 0 | 0.10969 | 0.15 | 0.0001 | 0.033333 | 0.068734 | 0
3429 | 1 | 7.8485e-05 | 8.4098e-05 | 0 | 5.8742e-05 | 0.00011416 | 0 | 0.080064 | 0.117 | 0.0001 | 0.033333 | 0.098975 | 0
3430 | 1 | 9.0127e-05 | 9.9734e-05 | 0 | 3.7595e-05 | 0.00011416 | 0 | 0.076061 | 0.0854 | 0.0001 | 0.033333 | 0.064153 | 0
3431 | 1 | 8.086e-05 | 0.00011821 | 0 | 2.3497e-05 | 0.00011416 | 0 | 0.069656 | 0.0609 | 0.0001 | 0.033333 | 0.022253 | 0
3432 | 1 | 5.593e-05 | 0.00013704 | 0 | 9.3987e-06 | 0.00011416 | 0 | 0.060048 | 0.0389 | 0.0001 | 0.033333 | 0.0013373 | 0
3433 | 1 | 3.9045e-05 | 0.00015245 | 0 | 5.8742e-06 | 0.00011416 | 0 | 0.047238 | 0.0197 | 0.0001 | 0.041667 | 0.04329 | 0
3434 | 1 | 2.4389e-05 | 0.00016497 | 0 | 2.3497e-06 | 0.00011416 | 0 | 0.033627 | 0.0084 | 0.0001 | 0.041667 | 0.18897 | 0
3435 | 1 | 1.6961e-05 | 0.00017532 | 0 | 1.1748e-06 | 0.00011416 | 0 | 0.024019 | 0.0027 | 0.0001 | 0.041667 | 0.2405 | 0
3436 | 1 | 1.5672e-05 | 0.00018319 | 0 | 1.4098e-05 | 0.00011416 | 0 | 0.017614 | 0.0006 | 0.0001 | 0.05 | 0.15088 | 0
3437 | 1 | 1.2472e-05 | 0.00017118 | 0 | 3.7595e-05 | 0.00011416 | 0 | 0.01201 | 0.0001 | 0.0001 | 0.041667 | 0.044255 | 0
3438 | 1 | 2.0956e-05 | 0.00013614 | 0 | 9.3987e-05 | 0.00011416 | 0 | 0.0096077 | 0.0002 | 0.0001 | 0.041667 | 0.0013984 | 0
3439 | 1 | 3.9841e-05 | 9.5406e-05 | 0 | 0.0001821 | 0.00011416 | 0.14509 | 0.0040032 | 0 | 0.0001 | 0.041667 | 0.006123 | 0.14509
3440 | 1 | 6.3318e-05 | 5.2179e-05 | 0 | 0.0001586 | 0.00011416 | 0.34478 | 0.00080064 | 0.0012 | 0.0001 | 0.041667 | 0.07537 | 0.34478
3441 | 1 | 8.3421e-05 | 2.8271e-05 | 0 | 0.00014685 | 0.00011416 | 0.58772 | 0.00080064 | 0.0063 | 0.0001 | 0.041667 | 0.10674 | 0.58772
3442 | 1 | 9.7908e-05 | 5.9683e-06 | 0 | 0.00016448 | 0.00011416 | 0.35327 | 0.00080064 | 0.014 | 0.0001 | 0.041667 | 0.068319 | 0.35327
3443 | 1 | 0.00010385 | 0 | 0 | 0.00018797 | 0.00011416 | 0.56949 | 0.00080064 | 0.0181 | 0.0001 | 0.041667 | 0.023208 | 0.56949
3444 | 1 | 0.00010253 | 0 | 0 | 0.00020677 | 0.00011416 | 0.86886 | 0.00080064 | 0.0221 | 0.0001 | 0.075 | 0.0013373 | 0.86886
3445 | 1 | 9.2509e-05 | 0 | 0 | 0.00018797 | 0.00011416 | 0.92363 | 0.0016013 | 0.0273 | 0.0001 | 0.075 | 0.046976 | 0.92363
3446 | 1 | 8.226e-05 | 0 | 0 | 0.00019032 | 0.00011416 | 0.858 | 0.0080064 | 0.0349 | 0.0001 | 0.066667 | 0.20336 | 0.858
3447 | 1 | 7.2835e-05 | 0 | 0 | 0.00021382 | 0.00011416 | 0.72414 | 0.013611 | 0.0447 | 0.0001 | 0.058333 | 0.25925 | 0.72414
3448 | 1 | 7.0735e-05 | 0 | 0 | 0.00022322 | 0.00011416 | 0.51949 | 0.01201 | 0.0621 | 0.0001 | 0.058333 | 0.1622 | 0.51949
3449 | 1 | 7.6502e-05 | 0 | 0 | 0.00022322 | 0.00011416 | 0.30661 | 0.020016 | 0.0862 | 0.0001 | 0.058333 | 0.047516 | 0.30661
3450 | 1 | 8.1482e-05 | 0 | 0 | 0.00016448 | 0.00011416 | 0.11146 | 0.022418 | 0.0981 | 0.0001 | 0.05 | 0.0014402 | 0.11146
3451 | 1 | 8.2664e-05 | 1.3926e-05 | 0 | 0.00011748 | 0.00011416 | 0 | 0.030424 | 0.1057 | 0.0001 | 0.025 | 0.0070149 | 0
3452 | 1 | 7.6571e-05 | 5.2266e-05 | 0 | 8.8113e-05 | 0.00011416 | 0 | 0.033627 | 0.121 | 0.0001 | 0.025 | 0.082421 | 0
3453 | 1 | 7.464e-05 | 6.7833e-05 | 0 | 5.8742e-05 | 0.00011416 | 0 | 0.052042 | 0.124 | 0.0001 | 0.025 | 0.11489 | 0
3454 | 1 | 8.6268e-05 | 7.7379e-05 | 0 | 3.7595e-05 | 0.00011416 | 0 | 0.046437 | 0.1249 | 0.0001 | 0.025 | 0.072661 | 0
3455 | 1 | 7.0284e-05 | 8.7186e-05 | 0 | 2.3497e-05 | 0.00011416 | 0 | 0.03763 | 0.1041 | 0.0001 | 0.033333 | 0.02419 | 0
3456 | 1 | 5.1043e-05 | 9.5319e-05 | 0 | 9.3987e-06 | 0.00011416 | 0 | 0.028823 | 0.0773 | 0.0001 | 0.033333 | 0.0013373 | 0
3457 | 1 | 3.7558e-05 | 9.8861e-05 | 0 | 5.8742e-06 | 0.00011416 | 0 | 0.025621 | 0.0639 | 0.0001 | 0.033333 | 0.050866 | 0
3458 | 1 | 2.8183e-05 | 0.00010082 | 0 | 2.3497e-06 | 0.00011416 | 0 | 0.021617 | 0.0679 | 0.0001 | 0.033333 | 0.21846 | 0
3459 | 1 | 2.3035e-05 | 0.00010396 | 0 | 1.1748e-06 | 0.00011416 | 0 | 0.014412 | 0.0822 | 0.0001 | 0.041667 | 0.27895 | 0
3460 | 1 | 1.8798e-05 | 0.0001076 | 0 | 1.4098e-05 | 0.00011416 | 0 | 0.017614 | 0.096 | 0.0001 | 0.05 | 0.17408 | 0
3461 | 1 | 2.0078e-05 | 0.00010048 | 0 | 3.7595e-05 | 0.00011416 | 0 | 0.022418 | 0.1384 | 0.0001 | 0.058333 | 0.050934 | 0
3462 | 1 | 2.5155e-05 | 8.5982e-05 | 0 | 9.3987e-05 | 0.00011416 | 0 | 0.026421 | 0.1617 | 0.0001 | 0.058333 | 0.0014827 | 0
3463 | 1 | 3.7233e-05 | 7.0974e-05 | 0 | 0.0001821 | 0.00011416 | 0 | 0.021617 | 0.1678 | 0.0001 | 0.058333 | 0.0079894 | 0
3464 | 1 | 5.0159e-05 | 5.5652e-05 | 0 | 0.0001586 | 0.00011416 | 0 | 0.019215 | 0.1713 | 0.0001 | 0.05 | 0.089897 | 0
3465 | 1 | 7.2583e-05 | 4.0871e-05 | 0 | 0.00014685 | 0.00011416 | 0 | 0.021617 | 0.1798 | 0.0001 | 0.041667 | 0.12346 | 0
3466 | 1 | 9.0388e-05 | 2.8306e-05 | 0 | 0.00016448 | 0.00011416 | 0.20167 | 0.030424 | 0.185 | 0.0001 | 0.05 | 0.077184 | 0.20167
3467 | 1 | 0.0001017 | 1.8254e-05 | 0 | 0.00018797 | 0.00011416 | 0.0075214 | 0.041633 | 0.1833 | 0.0001 | 0.066667 | 0.025199 | 0.0075214
3468 | 1 | 0.00010743 | 1.1588e-05 | 0 | 0.00020677 | 0.00011416 | 0.21038 | 0.066453 | 0.1816 | 0.0001 | 0.058333 | 0.0013373 | 0.21038
3469 | 1 | 9.6246e-05 | 9.9298e-06 | 0 | 0.00018797 | 0.00011416 | 0.15736 | 0.1209 | 0.174 | 0.0001 | 0.05 | 0.052888 | 0.15736
3470 | 1 | 8.6817e-05 | 1.3263e-05 | 0 | 0.00019032 | 0.00011416 | 0.060171 | 0.18975 | 0.1518 | 0.0001 | 0.041667 | 0.22628 | 0.060171
3471 | 1 | 8.2977e-05 | 2.1325e-05 | 0 | 0.00021382 | 0.00011416 | 0.16363 | 0.2466 | 0.1232 | 0.0001 | 0.058333 | 0.28916 | 0.16363
3472 | 1 | 7.774e-05 | 3.1744e-05 | 0 | 0.00022322 | 0.00011416 | 0.051168 | 0.23939 | 0.1041 | 0.0001 | 0.075 | 0.18023 | 0.051168
3473 | 1 | 8.6974e-05 | 4.5862e-05 | 0 | 0.00022322 | 0.00011416 | 0.11308 | 0.27782 | 0.0961 | 0.0001 | 0.05 | 0.052702 | 0.11308
3474 | 1 | 8.9836e-05 | 6.1062e-05 | 0 | 0.00016448 | 0.00011416 | 0.097767 | 0.26181 | 0.0977 | 0.0001 | 0.033333 | 0.0015043 | 0.097767
3475 | 1 | 8.4885e-05 | 7.867e-05 | 0 | 0.00011748 | 0.00011416 | 0 | 0.2482 | 0.0937 | 0.0001 | 0.05 | 0.0085089 | 0
3476 | 1 | 7.5229e-05 | 0.00010459 | 0 | 8.8113e-05 | 0.00011416 | 0 | 0.2522 | 0.0816 | 0.0001 | 0.058333 | 0.0938 | 0
3477 | 1 | 7.2393e-05 | 0.00012628 | 0 | 5.8742e-05 | 0.00011416 | 0 | 0.20977 | 0.0688 | 0.0001 | 0.058333 | 0.12789 | 0
3478 | 1 | 8.5584e-05 | 0.00014149 | 0 | 3.7595e-05 | 0.00011416 | 0 | 0.16573 | 0.0601 | 0.0001 | 0.05 | 0.079513 | 0
3479 | 1 | 7.0929e-05 | 0.0001531 | 0 | 2.3497e-05 | 0.00011416 | 0 | 0.13211 | 0.0585 | 0.0001 | 0.041667 | 0.025714 | 0
3480 | 1 | 4.5979e-05 | 0.0001619 | 0 | 9.3987e-06 | 0.00011416 | 0 | 0.1201 | 0.0577 | 0.0001 | 0.016667 | 0.0013373 | 0
3481 | 1 | 2.9203e-05 | 0.00016987 | 0 | 5.8742e-06 | 0.00011416 | 0 | 0.10889 | 0.0577 | 0.0001 | 0.016667 | 0.054964 | 0
3482 | 1 | 2.0501e-05 | 0.00017662 | 0 | 2.3497e-06 | 0.00011416 | 0 | 0.10969 | 0.0585 | 0.0001 | 0.016667 | 0.23429 | 0
3483 | 1 | 1.8531e-05 | 0.00017977 | 0 | 1.1748e-06 | 0.00011416 | 0 | 0.11449 | 0.0578 | 0.0001 | 0.016667 | 0.29961 | 0
3484 | 1 | 2.3071e-05 | 0.00018242 | 0 | 1.4098e-05 | 0.00011416 | 0 | 0.11289 | 0.0534 | 0.0001 | 0.016667 | 0.18653 | 0
3485 | 1 | 4.0233e-05 | 0.00016833 | 0 | 3.7595e-05 | 0.00011416 | 0 | 0.091273 | 0.0422 | 0.0001 | 0.033333 | 0.054511 | 0
3486 | 1 | 8.1678e-05 | 0.0001261 | 0 | 9.3987e-05 | 0.00011416 | 0 | 0.071257 | 0.0272 | 0.0001 | 0.033333 | 0.0015261 | 0
3487 | 1 | 0.00012057 | 9.1951e-05 | 0 | 0.0001821 | 0.00011416 | 0 | 0.057646 | 0.0156 | 0.0001 | 0.033333 | 0.0090503 | 0
3488 | 1 | 0.00014251 | 6.806e-05 | 0 | 0.0001586 | 0.00011416 | 0.33917 | 0.028823 | 0.0134 | 0.0001 | 0.033333 | 0.097813 | 0.33917
3489 | 1 | 0.00015607 | 4.7677e-05 | 0 | 0.00014685 | 0.00011416 | 0.52851 | 0.028823 | 0.0189 | 0.0001 | 0.033333 | 0.13243 | 0.52851
3490 | 1 | 0.00016597 | 2.9283e-05 | 0 | 0.00016448 | 0.00011416 | 0.59132 | 0.031225 | 0.0289 | 0.0001 | 0.058333 | 0.08189 | 0.59132
3491 | 1 | 0.00017361 | 1.3909e-05 | 0 | 0.00018797 | 0.00011416 | 0.56926 | 0.031225 | 0.0387 | 0.0001 | 0.066667 | 0.026235 | 0.56926
3492 | 1 | 0.00016668 | 1.239e-06 | 0 | 0.00020677 | 0.00011416 | 0.30348 | 0.044035 | 0.0444 | 0.0001 | 0.066667 | 0.0013373 | 0.30348
3493 | 1 | 0.00016837 | 0 | 0 | 0.00018797 | 0.00011416 | 0.1633 | 0.064051 | 0.042 | 0.0001 | 0.058333 | 0.054964 | 0.1633
3494 | 1 | 0.00016233 | 0 | 0 | 0.00019032 | 0.00011416 | 0.16051 | 0.076861 | 0.0379 | 0.0001 | 0.05 | 0.23429 | 0.16051
3495 | 1 | 0.00016349 | 0 | 0 | 0.00021382 | 0.00011416 | 0.037306 | 0.091273 | 0.0316 | 0.0001 | 0.025 | 0.29961 | 0.037306
3496 | 1 | 0.00015962 | 0 | 0 | 0.00022322 | 0.00011416 | 0.030832 | 0.097678 | 0.0222 | 0.0001 | 0.0083333 | 0.18653 | 0.030832
3497 | 1 | 0.00015657 | 8.7605e-06 | 0 | 0.00022322 | 0.00011416 | 0.023779 | 0.083267 | 0.0188 | 0.0001 | 0 | 0.054511 | 0.023779
3498 | 1 | 0.00015157 | 2.6526e-05 | 0 | 0.00016448 | 0.00011416 | 0.00052371 | 0.08727 | 0.0181 | 0.0001 | 0 | 0.0015261 | 0.00052371
3499 | 1 | 0.00013406 | 4.9596e-05 | 0 | 0.00011748 | 0.00011416 | 0 | 0.080865 | 0.0157 | 0.0001 | 0.016667 | 0.0090503 | 0
3500 | 1 | 0.00011623 | 9.1462e-05 | 0 | 8.8113e-05 | 0.00011416 | 0 | 0.068054 | 0.0138 | 0.0001 | 0.041667 | 0.097813 | 0
3501 | 1 | 0.00010442 | 0.00011839 | 0 | 5.8742e-05 | 0.00011416 | 0 | 0.060048 | 0.0089 | 0.0001 | 0.091667 | 0.13243 | 0
3502 | 1 | 0.00011487 | 0.00013333 | 0 | 3.7595e-05 | 0.00011416 | 0 | 0.068855 | 0.0039 | 0.0001 | 0.058333 | 0.08189 | 0
3503 | 1 | 0.00010085 | 0.00014293 | 0 | 2.3497e-05 | 0.00011416 | 0 | 0.068855 | 0.0027 | 0.0001 | 0 | 0.026235 | 0
3504 | 1 | 7.2425e-05 | 0.00014854 | 0 | 9.3987e-06 | 0.00011416 | 0 | 0.048038 | 0.0068 | 0.0001 | 0 | 0.0013373 | 0
3505 | 1 | 5.7176e-05 | 0.00014863 | 0 | 5.8742e-06 | 0.00011416 | 0 | 0.032826 | 0.0192 | 0.0001 | 0.016667 | 0.054964 | 0
3506 | 1 | 4.6288e-05 | 0.00014991 | 0 | 2.3497e-06 | 0.00011416 | 0 | 0.020016 | 0.0389 | 0.0001 | 0.016667 | 0.23429 | 0
3507 | 1 | 4.5371e-05 | 0.00015488 | 0 | 1.1748e-06 | 0.00011416 | 0 | 0.011209 | 0.0663 | 0.0001 | 0.0083333 | 0.29961 | 0
3508 | 1 | 4.7742e-05 | 0.00016198 | 0 | 1.4098e-05 | 0.00011416 | 0 | 0.0096077 | 0.0819 | 0.0001 | 0.0083333 | 0.18653 | 0
3509 | 1 | 5.747e-05 | 0.00015479 | 0 | 3.7595e-05 | 0.00011416 | 0 | 0.010408 | 0.0788 | 0.0001 | 0.0083333 | 0.054511 | 0
3510 | 1 | 9.366e-05 | 0.00011671 | 0 | 9.3987e-05 | 0.00011416 | 0 | 0.015212 | 0.0657 | 0.0001 | 0.0083333 | 0.0015261 | 0
3511 | 1 | 0.00013257 | 7.8478e-05 | 0 | 0.0001821 | 0.00011416 | 0.16224 | 0.019215 | 0.0477 | 0.0001 | 0.025 | 0.0090503 | 0.16224
3512 | 1 | 0.00015733 | 4.1674e-05 | 0 | 0.0001586 | 0.00011416 | 0.35761 | 0.018415 | 0.0372 | 0.0001 | 0.041667 | 0.097813 | 0.35761
3513 | 1 | 0.00017 | 1.8045e-05 | 0 | 0.00014685 | 0.00011416 | 0.50998 | 0.016013 | 0.0365 | 0.0001 | 0.075 | 0.13243 | 0.50998
3514 | 1 | 0.00017535 | 0 | 0 | 0.00016448 | 0.00011416 | 0.63816 | 0.013611 | 0.0453 | 0.0001 | 0.083333 | 0.08189 | 0.63816
3515 | 1 | 0.000181 | 0 | 0 | 0.00018797 | 0.00011416 | 0.46684 | 0.01201 | 0.0588 | 0.0001 | 0.083333 | 0.026235 | 0.46684
3516 | 1 | 0.00016907 | 0 | 0 | 0.00020677 | 0.00011416 | 0.23847 | 0.018415 | 0.0674 | 0.0001 | 0.083333 | 0.0013373 | 0.23847
3517 | 1 | 0.00016734 | 0 | 0 | 0.00018797 | 0.00011416 | 0.37227 | 0.026421 | 0.0663 | 0.0001 | 0.058333 | 0.054964 | 0.37227
3518 | 1 | 0.00016491 | 0 | 0 | 0.00019032 | 0.00011416 | 0.29832 | 0.040032 | 0.0691 | 0.0001 | 0.041667 | 0.23429 | 0.29832
3519 | 1 | 0.00016116 | 0 | 0 | 0.00021382 | 0.00011416 | 0.19078 | 0.04964 | 0.0733 | 0.0001 | 0.033333 | 0.29961 | 0.19078
3520 | 1 | 0.0001565 | 0 | 0 | 0.00022322 | 0.00011416 | 0.023333 | 0.064051 | 0.0715 | 0.0001 | 0.025 | 0.18653 | 0.023333
3521 | 1 | 0.00015479 | 0 | 0 | 0.00022322 | 0.00011416 | 0.075549 | 0.076061 | 0.0776 | 0.0001 | 0.0083333 | 0.054511 | 0.075549
3522 | 1 | 0.00015021 | 0 | 0 | 0.00016448 | 0.00011416 | 0.051357 | 0.077662 | 0.097 | 0.0001 | 0.0083333 | 0.0015261 | 0.051357
3523 | 1 | 0.00013705 | 1.1623e-05 | 0 | 0.00011748 | 0.00011416 | 0 | 0.090472 | 0.1467 | 0.0001 | 0.0083333 | 0.0090503 | 0
3524 | 1 | 0.00011979 | 5.4692e-05 | 0 | 8.8113e-05 | 0.00011416 | 0 | 0.088871 | 0.2426 | 0.0001 | 0.0083333 | 0.097813 | 0
3525 | 1 | 0.00010933 | 7.4238e-05 | 0 | 5.8742e-05 | 0.00011416 | 0 | 0.079263 | 0.3504 | 0.0001 | 0.0083333 | 0.13243 | 0
3526 | 1 | 0.00012174 | 8.0834e-05 | 0 | 3.7595e-05 | 0.00011416 | 0 | 0.097678 | 0.4202 | 0.0001 | 0.0083333 | 0.08189 | 0
3527 | 1 | 0.00010623 | 8.4394e-05 | 0 | 2.3497e-05 | 0.00011416 | 0 | 0.13291 | 0.4329 | 0.0001 | 0 | 0.026235 | 0
3528 | 1 | 7.8459e-05 | 8.9664e-05 | 0 | 9.3987e-06 | 0.00011416 | 0 | 0.18014 | 0.4467 | 0.0001 | 0 | 0.0013373 | 0
3529 | 1 | 5.897e-05 | 9.5214e-05 | 0 | 5.8742e-06 | 0.00011416 | 0 | 0.21377 | 0.4808 | 0.0001 | 0.0083333 | 0.052888 | 0
3530 | 1 | 4.9482e-05 | 9.9612e-05 | 0 | 2.3497e-06 | 0.00011416 | 0 | 0.27062 | 0.5232 | 0.0001 | 0.041667 | 0.22628 | 0
3531 | 1 | 4.6061e-05 | 9.8983e-05 | 0 | 1.1748e-06 | 0.00011416 | 0 | 0.31305 | 0.5079 | 0.0001 | 0.05 | 0.28916 | 0
3532 | 1 | 4.6637e-05 | 9.9769e-05 | 0 | 1.4098e-05 | 0.00011416 | 0 | 0.31946 | 0.4718 | 0.0001 | 0.058333 | 0.18023 | 0
3533 | 1 | 5.5014e-05 | 9.5895e-05 | 0 | 3.7595e-05 | 0.00011416 | 0 | 0.28503 | 0.4788 | 0.0001 | 0.058333 | 0.052702 | 0
3534 | 1 | 8.6792e-05 | 8.3033e-05 | 0 | 9.3987e-05 | 0.00011416 | 0 | 0.27862 | 0.4358 | 0.0001 | 0.058333 | 0.0015043 | 0
3535 | 1 | 0.00012346 | 6.2022e-05 | 0 | 0.0001821 | 0.00011416 | 0.038476 | 0.22098 | 0.4069 | 0.0001 | 0.058333 | 0.0085089 | 0.038476
3536 | 1 | 0.00014572 | 4.2075e-05 | 0 | 0.0001586 | 0.00011416 | 0 | 0.19376 | 0.3952 | 0.0001 | 0.025 | 0.0938 | 0
3537 | 1 | 0.00015969 | 2.8446e-05 | 0 | 0.00014685 | 0.00011416 | 0.029317 | 0.19616 | 0.3869 | 0.0001 | 0.016667 | 0.12789 | 0.029317
3538 | 1 | 0.0001675 | 1.9807e-05 | 0 | 0.00016448 | 0.00011416 | 0.0048249 | 0.25861 | 0.3587 | 0.0001 | 0.05 | 0.079513 | 0.0048249
3539 | 1 | 0.00017628 | 9.3015e-06 | 0 | 0.00018797 | 0.00011416 | 0.0037329 | 0.32106 | 0.3217 | 0.0001 | 0.075 | 0.025714 | 0.0037329
3540 | 1 | 0.00016957 | 2.3036e-06 | 0 | 0.00020677 | 0.00011416 | 0.027701 | 0.33707 | 0.287 | 0.0001 | 0.058333 | 0.0013373 | 0.027701
3541 | 1 | 0.00016535 | 6.1079e-07 | 0 | 0.00018797 | 0.00011416 | 0 | 0.32266 | 0.2484 | 0.0001 | 0.033333 | 0.048895 | 0
3542 | 1 | 0.00016179 | 1.9022e-06 | 0 | 0.00019032 | 0.00011416 | 0.028058 | 0.33066 | 0.2065 | 0.0001 | 0.025 | 0.21082 | 0.028058
3543 | 1 | 0.00015692 | 4.4152e-06 | 0 | 0.00021382 | 0.00011416 | 0.031334 | 0.34267 | 0.1681 | 0.0001 | 0.025 | 0.26898 | 0.031334
3544 | 1 | 0.00015328 | 8.9001e-06 | 0 | 0.00022322 | 0.00011416 | 0.27715 | 0.36829 | 0.1356 | 0.0001 | 0.025 | 0.16807 | 0.27715
3545 | 1 | 0.00015109 | 1.4956e-05 | 0 | 0.00022322 | 0.00011416 | 0.042933 | 0.33387 | 0.1049 | 0.0001 | 0.016667 | 0.049205 | 0.042933
3546 | 1 | 0.00014505 | 2.6404e-05 | 0 | 0.00016448 | 0.00011416 | 0.013995 | 0.28343 | 0.0796 | 0.0001 | 0.0083333 | 0.0014614 | 0.013995
3547 | 1 | 0.00013252 | 4.7555e-05 | 0 | 0.00011748 | 0.00011416 | 0 | 0.24099 | 0.0738 | 0.0001 | 0.0083333 | 0.0074916 | 0
3548 | 1 | 0.00011658 | 8.3801e-05 | 0 | 8.8113e-05 | 0.00011416 | 0 | 0.18094 | 0.1151 | 0.0001 | 0.0083333 | 0.086105 | 0
3549 | 1 | 0.00010817 | 9.935e-05 | 0 | 5.8742e-05 | 0.00011416 | 0 | 0.14011 | 0.1474 | 0.0001 | 0.016667 | 0.11912 | 0
3550 | 1 | 0.00011694 | 0.00010448 | 0 | 3.7595e-05 | 0.00011416 | 0 | 0.1273 | 0.1646 | 0.0001 | 0.025 | 0.0749 | 0
3551 | 1 | 0.00010352 | 0.00011 | 0 | 2.3497e-05 | 0.00011416 | 0 | 0.13451 | 0.1678 | 0.0001 | 0.033333 | 0.024691 | 0
3552 | 1 | 7.5163e-05 | 0.00011954 | 0 | 9.3987e-06 | 0.00011416 | 0 | 0.1233 | 0.1575 | 0.0001 | 0.033333 | 0.0013373 | 0
3553 | 1 | 5.6574e-05 | 0.00012891 | 0 | 5.8742e-06 | 0.00011416 | 0 | 0.13211 | 0.1501 | 0.0001 | 0.025 | 0.046976 | 0
3554 | 1 | 4.5803e-05 | 0.0001335 | 0 | 2.3497e-06 | 0.00011416 | 0 | 0.1209 | 0.1455 | 0.0001 | 0.025 | 0.20336 | 0
3555 | 1 | 4.0301e-05 | 0.00013575 | 0 | 1.1748e-06 | 0.00011416 | 0 | 0.11609 | 0.1627 | 0.0001 | 0.025 | 0.25925 | 0
3556 | 1 | 4.6287e-05 | 0.00013814 | 0 | 1.4098e-05 | 0.00011416 | 0 | 0.1233 | 0.1758 | 0.0001 | 0.025 | 0.1622 | 0
3557 | 1 | 5.8939e-05 | 0.00013413 | 0 | 3.7595e-05 | 0.00011416 | 0 | 0.1233 | 0.2037 | 0.0001 | 0.025 | 0.047516 | 0
3558 | 1 | 8.9697e-05 | 0.00012179 | 0 | 9.3987e-05 | 0.00011416 | 0 | 0.13371 | 0.2505 | 0.0001 | 0.025 | 0.0014402 | 0
3559 | 1 | 0.00012777 | 0.00010509 | 0 | 0.0001821 | 0.00011416 | 0.031456 | 0.17054 | 0.3052 | 0.0001 | 0.033333 | 0.0070149 | 0.031456
3560 | 1 | 0.00014923 | 8.6471e-05 | 0 | 0.0001586 | 0.00011416 | 0.057709 | 0.14331 | 0.3694 | 0.0001 | 0.041667 | 0.082421 | 0.057709
3561 | 1 | 0.00016238 | 6.9072e-05 | 0 | 0.00014685 | 0.00011416 | 0.024737 | 0.17214 | 0.4428 | 0.0001 | 0.066667 | 0.11489 | 0.024737
3562 | 1 | 0.00016718 | 5.0521e-05 | 0 | 0.00016448 | 0.00011416 | 0.0012034 | 0.2458 | 0.4988 | 0.0001 | 0.066667 | 0.072661 | 0.0012034
3563 | 1 | 0.00017488 | 3.115e-05 | 0 | 0.00018797 | 0.00011416 | 0.052204 | 0.27782 | 0.5769 | 0.0001 | 0.041667 | 0.02419 | 0.052204
3564 | 1 | 0.00016682 | 1.4991e-05 | 0 | 0.00020677 | 0.00011416 | 0.23121 | 0.31145 | 0.6902 | 0.0001 | 0.041667 | 0.0013373 | 0.23121
3565 | 1 | 0.00016305 | 6.2301e-06 | 0 | 0.00018797 | 0.00011416 | 0.33458 | 0.38191 | 0.7984 | 0.0001 | 0.033333 | 0.041522 | 0.33458
3566 | 1 | 0.00015881 | 3.0714e-06 | 0 | 0.00019032 | 0.00011416 | 0.051135 | 0.44836 | 0.8843 | 0.0001 | 0.033333 | 0.18203 | 0.051135
3567 | 1 | 0.00014999 | 7.6611e-06 | 0 | 0.00021382 | 0.00011416 | 0.013895 | 0.52202 | 0.9319 | 0.0001 | 0.033333 | 0.23148 | 0.013895
3568 | 1 | 0.00014569 | 1.8237e-05 | 0 | 0.00022322 | 0.00011416 | 0.0031646 | 0.57966 | 0.9387 | 0.0001 | 0.033333 | 0.14542 | 0.0031646
3569 | 1 | 0.00015059 | 3.0191e-05 | 0 | 0.00022322 | 0.00011416 | 0 | 0.56605 | 0.8842 | 0.0001 | 0.033333 | 0.042682 | 0
3570 | 1 | 0.00014787 | 4.8008e-05 | 0 | 0.00016448 | 0.00011416 | 0 | 0.48999 | 0.7315 | 0.0001 | 0.025 | 0.0013779 | 0
3571 | 1 | 0.00013885 | 6.5564e-05 | 0 | 0.00011748 | 0.00011416 | 0 | 0.45717 | 0.531 | 0.0001 | 0.0083333 | 0.0057069 | 0
3572 | 1 | 0.00012307 | 7.9647e-05 | 0 | 8.8113e-05 | 0.00011416 | 0 | 0.35709 | 0.4485 | 0.0001 | 0.0083333 | 0.072001 | 0
3573 | 1 | 0.00011327 | 9.2666e-05 | 0 | 5.8742e-05 | 0.00011416 | 0 | 0.40512 | 0.4211 | 0.0001 | 0.0083333 | 0.10281 | 0
3574 | 1 | 0.00011915 | 0.00010602 | 0 | 3.7595e-05 | 0.00011416 | 0 | 0.40592 | 0.3966 | 0.0001 | 0.0083333 | 0.066214 | 0
3575 | 1 | 0.0001064 | 0.0001204 | 0 | 2.3497e-05 | 0.00011416 | 0 | 0.40833 | 0.3746 | 0.0001 | 0.016667 | 0.022727 | 0
3576 | 1 | 7.2599e-05 | 0.00013387 | 0 | 9.3987e-06 | 0.00011416 | 0 | 0.36589 | 0.3722 | 0.0001 | 0.033333 | 0.0013373 | 0
3577 | 1 | 5.285e-05 | 0.00014387 | 0 | 5.8742e-06 | 0.00011416 | 0 | 0.27622 | 0.3806 | 0.0001 | 0.041667 | 0.038131 | 0
3578 | 1 | 4.0274e-05 | 0.00014992 | 0 | 2.3497e-06 | 0.00011416 | 0 | 0.22578 | 0.3826 | 0.0001 | 0.041667 | 0.16868 | 0
3579 | 1 | 3.4099e-05 | 0.00015406 | 0 | 1.1748e-06 | 0.00011416 | 0 | 0.21537 | 0.3621 | 0.0001 | 0.041667 | 0.21411 | 0
3580 | 1 | 3.0643e-05 | 0.00015982 | 0 | 1.4098e-05 | 0.00011416 | 0 | 0.20576 | 0.3664 | 0.0001 | 0.041667 | 0.1349 | 0
3581 | 1 | 2.3474e-05 | 0.00015395 | 0 | 3.7595e-05 | 0.00011416 | 0 | 0.18175 | 0.3612 | 0.0001 | 0.033333 | 0.039648 | 0
3582 | 1 | 2.8208e-05 | 0.00013656 | 0 | 9.3987e-05 | 0.00011416 | 0 | 0.15933 | 0.3362 | 0.0001 | 0.033333 | 0.0013373 | 0
3583 | 1 | 5.4804e-05 | 0.00010795 | 0 | 0.0001821 | 0.00011416 | 0.063291 | 0.13531 | 0.3077 | 0.0001 | 0.033333 | 0.0049321 | 0.063291
3584 | 1 | 8.4998e-05 | 7.8845e-05 | 0 | 0.0001586 | 0.00011416 | 0.098458 | 0.13211 | 0.2614 | 0.0001 | 0.033333 | 0.065567 | 0.098458
3585 | 1 | 0.00011039 | 6.2737e-05 | 0 | 0.00014685 | 0.00011416 | 0.15699 | 0.16013 | 0.224 | 0.0001 | 0.05 | 0.09524 | 0.15699
3586 | 1 | 0.00011449 | 5.8741e-05 | 0 | 0.00016448 | 0.00011416 | 0.38763 | 0.19135 | 0.1935 | 0.0001 | 0.058333 | 0.062136 | 0.38763
3587 | 1 | 0.00012006 | 4.8916e-05 | 0 | 0.00018797 | 0.00011416 | 0.40558 | 0.26341 | 0.1656 | 0.0001 | 0.058333 | 0.021786 | 0.40558
3588 | 1 | 0.00012091 | 3.5566e-05 | 0 | 0.00020677 | 0.00011416 | 0.11162 | 0.26581 | 0.1425 | 0.0001 | 0.05 | 0.0013373 | 0.11162
3589 | 1 | 0.00011227 | 2.6351e-05 | 0 | 0.00018797 | 0.00011416 | 0.22928 | 0.253 | 0.1218 | 0.0001 | 0.05 | 0.03493 | 0.22928
3590 | 1 | 0.00010618 | 2.3297e-05 | 0 | 0.00019032 | 0.00011416 | 0.21632 | 0.23779 | 0.1072 | 0.0001 | 0.05 | 0.15599 | 0.21632
3591 | 1 | 0.00010317 | 1.986e-05 | 0 | 0.00021382 | 0.00011416 | 0.084374 | 0.21617 | 0.0991 | 0.0001 | 0.05 | 0.19764 | 0.084374
3592 | 1 | 0.00010353 | 2.0592e-05 | 0 | 0.00022322 | 0.00011416 | 0.13269 | 0.19616 | 0.0977 | 0.0001 | 0.05 | 0.1249 | 0.13269
3593 | 1 | 0.00010224 | 2.691e-05 | 0 | 0.00022322 | 0.00011416 | 0.26601 | 0.15452 | 0.1083 | 0.0001 | 0.05 | 0.036762 | 0.26601
3594 | 1 | 0.00010139 | 3.8759e-05 | 0 | 0.00016448 | 0.00011416 | 0.020715 | 0.11129 | 0.1407 | 0.0001 | 0.05 | 0.0012976 | 0.020715
3595 | 1 | 9.3475e-05 | 6.1411e-05 | 0 | 0.00011748 | 0.00011416 | 0 | 0.084868 | 0.1909 | 0.0001 | 0.041667 | 0.0042308 | 0
3596 | 1 | 7.9141e-05 | 0.00010045 | 0 | 8.8113e-05 | 0.00011416 | 0 | 0.040833 | 0.2484 | 0.0001 | 0.041667 | 0.059529 | 0
3597 | 1 | 7.1365e-05 | 0.00011827 | 0 | 5.8742e-05 | 0.00011416 | 0 | 0.020016 | 0.2817 | 0.0001 | 0.033333 | 0.088053 | 0
3598 | 1 | 8.4856e-05 | 0.00012893 | 0 | 3.7595e-05 | 0.00011416 | 0 | 0.015212 | 0.2987 | 0.0001 | 0.033333 | 0.058228 | 0
3599 | 1 | 7.774e-05 | 0.00013952 | 0 | 2.3497e-05 | 0.00011416 | 0 | 0.016013 | 0.2925 | 0.0001 | 0.025 | 0.020871 | 0
3600 | 1 | 5.1587e-05 | 0.00014603 | 0 | 9.3987e-06 | 0.00011416 | 0 | 0.032826 | 0.2935 | 0.0001 | 0.025 | 0.0013373 | 0
3601 | 1 | 3.7151e-05 | 0.0001427 | 0 | 5.8742e-06 | 0.00011416 | 0 | 0.14011 | 0.3012 | 0.0001 | 0.025 | 0.030472 | 0
3602 | 1 | 2.6593e-05 | 0.00013211 | 0 | 2.3497e-06 | 0.00011416 | 0 | 0.30905 | 0.3049 | 0.0001 | 0.025 | 0.13818 | 0
3603 | 1 | 2.2201e-05 | 0.00012626 | 0 | 1.1748e-06 | 0.00011416 | 0 | 0.39151 | 0.3364 | 0.0001 | 0.025 | 0.17455 | 0
3604 | 1 | 2.1859e-05 | 0.0001268 | 0 | 1.4098e-05 | 0.00011416 | 0 | 0.44676 | 0.3948 | 0.0001 | 0.025 | 0.11084 | 0
3605 | 1 | 1.7544e-05 | 0.00012195 | 0 | 3.7595e-05 | 0.00011416 | 0 | 0.47478 | 0.473 | 0.0001 | 0.025 | 0.032701 | 0
3606 | 1 | 2.0626e-05 | 0.00010417 | 0 | 9.3987e-05 | 0.00011416 | 0 | 0.48519 | 0.5582 | 0.0001 | 0.025 | 0.0012395 | 0
3607 | 1 | 3.5686e-05 | 8.0468e-05 | 0 | 0.0001821 | 0.00011416 | 0.0094826 | 0.44916 | 0.5783 | 0.0001 | 0.025 | 0.0033087 | 0.0094826
3608 | 1 | 5.8798e-05 | 5.5844e-05 | 0 | 0.0001586 | 0.00011416 | 0 | 0.40592 | 0.5877 | 0.0001 | 0.041667 | 0.051184 | 0
3609 | 1 | 7.7646e-05 | 3.225e-05 | 0 | 0.00014685 | 0.00011416 | 0.011187 | 0.35869 | 0.6295 | 0.0001 | 0.05 | 0.077965 | 0.011187
3610 | 1 | 9.2412e-05 | 1.5532e-05 | 0 | 0.00016448 | 0.00011416 | 0.015567 | 0.43715 | 0.7403 | 0.0001 | 0.05 | 0.052679 | 0.015567
3611 | 1 | 0.00011249 | 4.7118e-06 | 0 | 0.00018797 | 0.00011416 | 0 | 0.53963 | 0.8155 | 0.0001 | 0.05 | 0.019547 | 0
3612 | 1 | 0.00011604 | 0 | 0 | 0.00020677 | 0.00011416 | 0.10641 | 0.56205 | 0.8351 | 0.0001 | 0.05 | 0.0013373 | 0.10641
3613 | 1 | 0.0001044 | 0 | 0 | 0.00018797 | 0.00011416 | 0 | 0.59728 | 0.8408 | 0.0001 | 0.05 | 0.027722 | 0
3614 | 1 | 9.47e-05 | 0 | 0 | 0.00019032 | 0.00011416 | 0 | 0.59888 | 0.8291 | 0.0001 | 0.05 | 0.1271 | 0
3615 | 1 | 9.2265e-05 | 0 | 0 | 0.00021382 | 0.00011416 | 0 | 0.6253 | 0.8048 | 0.0001 | 0.05 | 0.1602 | 0
3616 | 1 | 9.1749e-05 | 0 | 0 | 0.00022322 | 0.00011416 | 0 | 0.65973 | 0.7512 | 0.0001 | 0.041667 | 0.10208 | 0
3617 | 1 | 9.8195e-05 | 0 | 0 | 0.00022322 | 0.00011416 | 0 | 0.66533 | 0.683 | 0.0001 | 0.041667 | 0.030167 | 0
3618 | 1 | 0.00010642 | 0 | 0 | 0.00016448 | 0.00011416 | 0 | 0.6213 | 0.5948 | 0.0001 | 0.041667 | 0.0012018 | 0
3619 | 1 | 0.00010625 | 1.5095e-05 | 0 | 0.00011748 | 0.00011416 | 0 | 0.60608 | 0.4701 | 0.0001 | 0.041667 | 0.0027751 | 0
3620 | 1 | 9.9566e-05 | 3.4588e-05 | 0 | 8.8113e-05 | 0.00011416 | 0 | 0.59087 | 0.3561 | 0.0001 | 0.041667 | 0.046078 | 0
3621 | 1 | 9.0598e-05 | 5.2999e-05 | 0 | 5.8742e-05 | 0.00011416 | 0 | 0.54203 | 0.2881 | 0.0001 | 0.05 | 0.071687 | 0
3622 | 1 | 9.0453e-05 | 6.9107e-05 | 0 | 3.7595e-05 | 0.00011416 | 0 | 0.46918 | 0.2517 | 0.0001 | 0.05 | 0.049183 | 0
3623 | 1 | 7.9179e-05 | 8.4883e-05 | 0 | 2.3497e-05 | 0.00011416 | 0 | 0.41313 | 0.2486 | 0.0001 | 0.05 | 0.018696 | 0
3624 | 1 | 5.5187e-05 | 0.00010064 | 0 | 9.3987e-06 | 0.00011416 | 0 | 0.35148 | 0.2636 | 0.0001 | 0.041667 | 0.0013373 | 0
3625 | 1 | 4.2301e-05 | 0.0001149 | 0 | 5.8742e-06 | 0.00011416 | 0 | 0.27622 | 0.2686 | 0.0001 | 0.033333 | 0.026411 | 0
3626 | 1 | 3.2587e-05 | 0.00012212 | 0 | 2.3497e-06 | 0.00011416 | 0 | 0.18415 | 0.2541 | 0.0001 | 0.033333 | 0.12178 | 0
3627 | 1 | 2.7913e-05 | 0.00012951 | 0 | 1.1748e-06 | 0.00011416 | 0 | 0.1265 | 0.2041 | 0.0001 | 0.033333 | 0.15333 | 0
3628 | 1 | 3.2305e-05 | 0.00013507 | 0 | 1.4098e-05 | 0.00011416 | 0 | 0.078463 | 0.1624 | 0.0001 | 0.033333 | 0.097883 | 0
3629 | 1 | 4.454e-05 | 0.00013223 | 0 | 3.7595e-05 | 0.00011416 | 0 | 0.069656 | 0.1427 | 0.0001 | 0.033333 | 0.02895 | 0
3630 | 1 | 8.2889e-05 | 0.00012371 | 0 | 9.3987e-05 | 0.00011416 | 0 | 0.052042 | 0.1216 | 0.0001 | 0.041667 | 0.0011832 | 0
3631 | 1 | 0.00012043 | 0.00011118 | 0 | 0.0001821 | 0.00011416 | 0.0080897 | 0.036029 | 0.1278 | 0.0001 | 0.041667 | 0.0025314 | 0.0080897
3632 | 1 | 0.00014373 | 9.3539e-05 | 0 | 0.0001586 | 0.00011416 | 0.023244 | 0.022418 | 0.153 | 0.0001 | 0.041667 | 0.043658 | 0.023244
3633 | 1 | 0.00016039 | 7.8094e-05 | 0 | 0.00014685 | 0.00011416 | 0.083672 | 0.018415 | 0.189 | 0.0001 | 0.075 | 0.068679 | 0.083672
3634 | 1 | 0.00016098 | 6.5058e-05 | 0 | 0.00016448 | 0.00011416 | 0.27842 | 0.017614 | 0.2136 | 0.0001 | 0.083333 | 0.047495 | 0.27842
3635 | 1 | 0.00016878 | 4.9806e-05 | 0 | 0.00018797 | 0.00011416 | 0.46086 | 0.021617 | 0.2266 | 0.0001 | 0.041667 | 0.01828 | 0.46086
3636 | 1 | 0.00016051 | 2.8428e-05 | 0 | 0.00020677 | 0.00011416 | 0.20745 | 0.032026 | 0.2478 | 0.0001 | 0.016667 | 0.0013373 | 0.20745
3637 | 1 | 0.00016253 | 9.9472e-06 | 0 | 0.00018797 | 0.00011416 | 0.19246 | 0.057646 | 0.3027 | 0.0001 | 0.016667 | 0.023914 | 0.19246
3638 | 1 | 0.00015819 | 0 | 0 | 0.00019032 | 0.00011416 | 0.53645 | 0.060048 | 0.3281 | 0.0001 | 0.016667 | 0.11161 | 0.53645
3639 | 1 | 0.0001539 | 0 | 0 | 0.00021382 | 0.00011416 | 0.37426 | 0.064852 | 0.4081 | 0.0001 | 0.033333 | 0.14018 | 0.37426
3640 | 1 | 0.00015071 | 7.0328e-06 | 0 | 0.00022322 | 0.00011416 | 0.35558 | 0.072058 | 0.4224 | 0.0001 | 0.058333 | 0.089831 | 0.35558
3641 | 1 | 0.00015187 | 2.1203e-05 | 0 | 0.00022322 | 0.00011416 | 0.15984 | 0.099279 | 0.3656 | 0.0001 | 0.075 | 0.026617 | 0.15984
3642 | 1 | 0.00014956 | 3.8934e-05 | 0 | 0.00016448 | 0.00011416 | 0.042967 | 0.14972 | 0.2732 | 0.0001 | 0.058333 | 0.0011466 | 0.042967
3643 | 1 | 0.00013698 | 6.0608e-05 | 0 | 0.00011748 | 0.00011416 | 0 | 0.16253 | 0.2418 | 0.0001 | 0.033333 | 0.0020875 | 0
3644 | 1 | 0.00012036 | 8.4953e-05 | 0 | 8.8113e-05 | 0.00011416 | 0 | 0.1305 | 0.2561 | 0.0001 | 0.041667 | 0.039075 | 0
3645 | 1 | 0.00010902 | 9.7657e-05 | 0 | 5.8742e-05 | 0.00011416 | 0 | 0.15853 | 0.3459 | 0.0001 | 0.025 | 0.062917 | 0
3646 | 1 | 0.00011868 | 9.9647e-05 | 0 | 3.7595e-05 | 0.00011416 | 0 | 0.26501 | 0.5954 | 0.0001 | 0.025 | 0.044234 | 0
3647 | 1 | 0.00010585 | 0.00010261 | 0 | 2.3497e-05 | 0.00011416 | 0 | 0.41233 | 0.758 | 0.0001 | 0.025 | 0.017467 | 0
3648 | 1 | 7.4631e-05 | 0.00010575 | 0 | 9.3987e-06 | 0.00011416 | 0 | 0.43635 | 0.8508 | 0.0001 | 0.016667 | 0.0013373 | 0
3649 | 1 | 5.982e-05 | 0.00010438 | 0 | 5.8742e-06 | 0.00011416 | 0 | 0.45156 | 0.8816 | 0.0001 | 0.016667 | 0.023914 | 0
3650 | 1 | 4.7307e-05 | 9.9908e-05 | 0 | 2.3497e-06 | 0.00011416 | 0 | 0.5012 | 0.9152 | 0.0001 | 0.016667 | 0.11161 | 0
3651 | 1 | 4.3992e-05 | 9.9018e-05 | 0 | 1.1748e-06 | 0.00011416 | 0 | 0.54604 | 0.9274 | 0.0001 | 0.033333 | 0.14018 | 0
3652 | 1 | 4.3006e-05 | 0.0001037 | 0 | 1.4098e-05 | 0.00011416 | 0 | 0.57246 | 0.9268 | 0.0001 | 0.033333 | 0.089831 | 0
3653 | 1 | 5.1019e-05 | 0.00010218 | 0 | 3.7595e-05 | 0.00011416 | 0 | 0.55564 | 0.9343 | 0.0001 | 0.033333 | 0.026617 | 0
3654 | 1 | 8.6608e-05 | 8.8007e-05 | 0 | 9.3987e-05 | 0.00011416 | 0 | 0.65252 | 0.9434 | 0.0001 | 0.041667 | 0.0011466 | 0
3655 | 1 | 0.00013198 | 6.628e-05 | 0 | 0.0001821 | 0.00011416 | 0 | 0.68775 | 0.9512 | 0.0001 | 0.033333 | 0.0020875 | 0
3656 | 1 | 0.00015593 | 4.8706e-05 | 0 | 0.0001586 | 0.00011416 | 0 | 0.70616 | 0.9584 | 0.0001 | 0.058333 | 0.039075 | 0
3657 | 1 | 0.00016913 | 3.3855e-05 | 0 | 0.00014685 | 0.00011416 | 0 | 0.71337 | 0.961 | 0.0001 | 0.05 | 0.062917 | 0
3658 | 1 | 0.00017746 | 1.2722e-05 | 0 | 0.00016448 | 0.00011416 | 0 | 0.69896 | 0.9618 | 0.0001 | 0.05 | 0.044234 | 0
3659 | 1 | 0.00018456 | 0 | 0 | 0.00018797 | 0.00011416 | 0 | 0.67654 | 0.9656 | 0.0001 | 0.033333 | 0.017467 | 0
3660 | 1 | 0.00017362 | 0 | 0 | 0.00020677 | 0.00011416 | 0 | 0.66934 | 0.9718 | 0.0001 | 0.033333 | 0.0013373 | 0
3661 | 1 | 0.00017159 | 0 | 0 | 0.00018797 | 0.00011416 | 0.0012369 | 0.65973 | 0.9741 | 0.0001 | 0.025 | 0.025142 | 0.0012369
3662 | 1 | 0.0001704 | 0 | 0 | 0.00019032 | 0.00011416 | 0 | 0.70536 | 0.9755 | 0.0001 | 0.016667 | 0.11662 | 0
3663 | 1 | 0.00016579 | 0 | 0 | 0.00021382 | 0.00011416 | 0 | 0.71817 | 0.9759 | 0.0001 | 0.05 | 0.14666 | 0
3664 | 1 | 0.00016068 | 0 | 0 | 0.00022322 | 0.00011416 | 0 | 0.72938 | 0.9756 | 0.0001 | 0.058333 | 0.0938 | 0
3665 | 1 | 0.00016668 | 0 | 0 | 0.00022322 | 0.00011416 | 0.0017383 | 0.73018 | 0.9704 | 0.0001 | 0.041667 | 0.027767 | 0.0017383
3666 | 1 | 0.00015945 | 0 | 0 | 0.00016448 | 0.00011416 | 0.005694 | 0.64532 | 0.9605 | 0.0001 | 0.033333 | 0.0011648 | 0.005694
3667 | 1 | 0.00014486 | 0 | 0 | 0.00011748 | 0.00011416 | 0 | 0.57406 | 0.9395 | 0.0001 | 0.033333 | 0.0023023 | 0
3668 | 1 | 0.00013327 | 0 | 0 | 8.8113e-05 | 0.00011416 | 0 | 0.54524 | 0.9176 | 0.0001 | 0.033333 | 0.041324 | 0
3669 | 1 | 0.00012152 | 0 | 0 | 5.8742e-05 | 0.00011416 | 0 | 0.54764 | 0.8902 | 0.0001 | 0.016667 | 0.065756 | 0
3670 | 1 | 0.00013224 | 2.3559e-06 | 0 | 3.7595e-05 | 0.00011416 | 0 | 0.57646 | 0.8476 | 0.0001 | 0.016667 | 0.045845 | 0
3671 | 1 | 0.0001226 | 1.2495e-05 | 0 | 2.3497e-05 | 0.00011416 | 0 | 0.57006 | 0.8009 | 0.0001 | 0.0083333 | 0.017871 | 0
3672 | 1 | 9.2725e-05 | 2.1413e-05 | 0 | 9.3987e-06 | 0.00011416 | 0 | 0.54604 | 0.7474 | 0.0001 | 0.0083333 | 0.0013373 | 0
3673 | 1 | 7.623e-05 | 3.0906e-05 | 0 | 5.8742e-06 | 0.00011416 | 0 | 0.52602 | 0.6753 | 0.0001 | 0.0083333 | 0.026411 | 0
3674 | 1 | 6.2238e-05 | 4.0155e-05 | 0 | 2.3497e-06 | 0.00011416 | 0 | 0.52282 | 0.6425 | 0.0001 | 0.016667 | 0.12178 | 0
3675 | 1 | 5.8234e-05 | 5.2424e-05 | 0 | 1.1748e-06 | 0.00011416 | 0 | 0.494 | 0.6582 | 0.0001 | 0.033333 | 0.15333 | 0
3676 | 1 | 5.6913e-05 | 6.7903e-05 | 0 | 1.4098e-05 | 0.00011416 | 0 | 0.39952 | 0.6399 | 0.0001 | 0.05 | 0.097883 | 0
3677 | 1 | 6.4536e-05 | 7.5197e-05 | 0 | 3.7595e-05 | 0.00011416 | 0 | 0.30104 | 0.6035 | 0.0001 | 0.05 | 0.02895 | 0
3678 | 1 | 0.00010081 | 6.7397e-05 | 0 | 9.3987e-05 | 0.00011416 | 0 | 0.29223 | 0.5654 | 0.0001 | 0.05 | 0.0011832 | 0
3679 | 1 | 0.00014036 | 5.0399e-05 | 0 | 0.0001821 | 0.00011416 | 0.031412 | 0.30104 | 0.5526 | 0.0001 | 0.041667 | 0.0025314 | 0.031412
3680 | 1 | 0.00016001 | 2.9824e-05 | 0 | 0.0001586 | 0.00011416 | 0.070278 | 0.31225 | 0.5345 | 0.0001 | 0.0083333 | 0.043658 | 0.070278
3681 | 1 | 0.00017183 | 1.1291e-05 | 0 | 0.00014685 | 0.00011416 | 0.19877 | 0.34267 | 0.4562 | 0.0001 | 0.0083333 | 0.068679 | 0.19877
3682 | 1 | 0.00017843 | 0 | 0 | 0.00016448 | 0.00011416 | 0.12021 | 0.35629 | 0.3523 | 0.0001 | 0.016667 | 0.047495 | 0.12021
3683 | 1 | 0.00018106 | 0 | 0 | 0.00018797 | 0.00011416 | 0.064027 | 0.30665 | 0.2586 | 0.0001 | 0.016667 | 0.01828 | 0.064027
3684 | 1 | 0.00017517 | 0 | 0 | 0.00020677 | 0.00011416 | 0.11957 | 0.29063 | 0.1973 | 0.0001 | 0.016667 | 0.0013373 | 0.11957
3685 | 1 | 0.0001751 | 0 | 0 | 0.00018797 | 0.00011416 | 0.12872 | 0.27782 | 0.1475 | 0.0001 | 0.0083333 | 0.029075 | 0.12872
3686 | 1 | 0.00016991 | 0 | 0 | 0.00019032 | 0.00011416 | 0.079671 | 0.24179 | 0.1071 | 0.0001 | 0.016667 | 0.13256 | 0.079671
3687 | 1 | 0.0001653 | 0 | 0 | 0.00021382 | 0.00011416 | 0.1274 | 0.16894 | 0.075 | 0.0001 | 0.058333 | 0.16727 | 0.1274
3688 | 1 | 0.00016321 | 0 | 0 | 0.00022322 | 0.00011416 | 0.034498 | 0.1281 | 0.0528 | 0.0001 | 0.066667 | 0.1064 | 0.034498
3689 | 1 | 0.00016167 | 0 | 0 | 0.00022322 | 0.00011416 | 0.11082 | 0.082466 | 0.0366 | 0.0001 | 0.041667 | 0.031417 | 0.11082
3690 | 1 | 0.00015848 | 0 | 0 | 0.00016448 | 0.00011416 | 0.058533 | 0.051241 | 0.0248 | 0.0001 | 0.025 | 0.0012206 | 0.058533
3691 | 1 | 0.00014261 | 8.8129e-06 | 0 | 0.00011748 | 0.00011416 | 0 | 0.036829 | 0.0221 | 0.0001 | 0.033333 | 0.0030341 | 0
3692 | 1 | 0.00012284 | 4.8724e-05 | 0 | 8.8113e-05 | 0.00011416 | 0 | 0.024019 | 0.0313 | 0.0001 | 0.016667 | 0.048587 | 0
3693 | 1 | 0.0001111 | 7.5808e-05 | 0 | 5.8742e-05 | 0.00011416 | 0 | 0.020016 | 0.0472 | 0.0001 | 0.016667 | 0.074782 | 0
3694 | 1 | 0.00012096 | 9.12e-05 | 0 | 3.7595e-05 | 0.00011416 | 0 | 0.016013 | 0.0588 | 0.0001 | 0.0083333 | 0.050911 | 0
3695 | 1 | 0.00010821 | 0.00010441 | 0 | 2.3497e-05 | 0.00011416 | 0 | 0.015212 | 0.061 | 0.0001 | 0.0083333 | 0.019119 | 0
3696 | 1 | 7.9365e-05 | 0.00011492 | 0 | 9.3987e-06 | 0.00011416 | 0 | 0.016013 | 0.0609 | 0.0001 | 0 | 0.0013373 | 0
3697 | 1 | 6.1912e-05 | 0.00012598 | 0 | 5.8742e-06 | 0.00011416 | 0 | 0.028823 | 0.0603 | 0.0001 | 0.025 | 0.033399 | 0
3698 | 1 | 4.8741e-05 | 0.00013574 | 0 | 2.3497e-06 | 0.00011416 | 0 | 0.032026 | 0.0504 | 0.0001 | 0.025 | 0.1499 | 0
3699 | 1 | 4.4995e-05 | 0.00014418 | 0 | 1.1748e-06 | 0.00011416 | 0 | 0.036829 | 0.0393 | 0.0001 | 0.025 | 0.18973 | 0
3700 | 1 | 4.5514e-05 | 0.00014987 | 0 | 1.4098e-05 | 0.00011416 | 0 | 0.030424 | 0.0336 | 0.0001 | 0.025 | 0.12009 | 0
3701 | 1 | 5.9831e-05 | 0.00012638 | 0 | 3.7595e-05 | 0.00011416 | 0 | 0.033627 | 0.0315 | 0.0001 | 0.025 | 0.035373 | 0
3702 | 1 | 9.673e-05 | 8.3399e-05 | 0 | 9.3987e-05 | 0.00011416 | 0 | 0.044836 | 0.0276 | 0.0001 | 0.025 | 0.0012781 | 0
3703 | 1 | 0.00013527 | 5.2546e-05 | 0 | 0.0001821 | 0.00011416 | 0.15772 | 0.054444 | 0.0196 | 0.0001 | 0.025 | 0.0039066 | 0.15772
3704 | 1 | 0.00016112 | 7.0503e-06 | 0 | 0.0001586 | 0.00011416 | 0.35808 | 0.027222 | 0.0222 | 0.0001 | 0.0083333 | 0.056654 | 0.35808
3705 | 1 | 0.0001721 | 0 | 0 | 0.00014685 | 0.00011416 | 0.58834 | 0.011209 | 0.0316 | 0.0001 | 0.0083333 | 0.084599 | 0.58834
3706 | 1 | 0.00017696 | 0 | 0 | 0.00016448 | 0.00011416 | 0.75202 | 0.01281 | 0.0394 | 0.0001 | 0.033333 | 0.056337 | 0.75202
3707 | 1 | 0.00017885 | 0 | 0 | 0.00018797 | 0.00011416 | 0.88503 | 0.020016 | 0.0436 | 0.0001 | 0.041667 | 0.020423 | 0.88503
3708 | 1 | 0.00017127 | 0 | 0 | 0.00020677 | 0.00011416 | 0.9191 | 0.019215 | 0.0443 | 0.0001 | 0.041667 | 0.0013373 | 0.9191
3709 | 1 | 0.00016894 | 0 | 0 | 0.00018797 | 0.00011416 | 0.96156 | 0.02482 | 0.0493 | 0.0001 | 0.033333 | 0.039802 | 0.96156
3710 | 1 | 0.00016581 | 0 | 0 | 0.00019032 | 0.00011416 | 0.83528 | 0.030424 | 0.0595 | 0.0001 | 0.033333 | 0.17527 | 0.83528
3711 | 1 | 0.00016475 | 0 | 0 | 0.00021382 | 0.00011416 | 0.73345 | 0.032026 | 0.0754 | 0.0001 | 0.033333 | 0.22268 | 0.73345
3712 | 1 | 0.00016127 | 0 | 0 | 0.00022322 | 0.00011416 | 0.50302 | 0.032026 | 0.0952 | 0.0001 | 0.033333 | 0.14009 | 0.50302
3713 | 1 | 0.00016159 | 0 | 0 | 0.00022322 | 0.00011416 | 0.32333 | 0.031225 | 0.1111 | 0.0001 | 0.033333 | 0.041147 | 0.32333
3714 | 1 | 0.00015461 | 0 | 0 | 0.00016448 | 0.00011416 | 0.11402 | 0.029624 | 0.1213 | 0.0001 | 0.033333 | 0.0013575 | 0.11402
3715 | 1 | 0.00014177 | 0 | 0 | 0.00011748 | 0.00011416 | 0 | 0.034428 | 0.1264 | 0.0001 | 0.033333 | 0.0053101 | 0
3716 | 1 | 0.00012896 | 0 | 0 | 8.8113e-05 | 0.00011416 | 0 | 0.053643 | 0.1343 | 0.0001 | 0.033333 | 0.068734 | 0
3717 | 1 | 0.00011778 | 1.2303e-05 | 0 | 5.8742e-05 | 0.00011416 | 0 | 0.089672 | 0.1681 | 0.0001 | 0.033333 | 0.098975 | 0
3718 | 1 | 0.0001297 | 2.1413e-05 | 0 | 3.7595e-05 | 0.00011416 | 0 | 0.1297 | 0.2099 | 0.0001 | 0.033333 | 0.064153 | 0
3719 | 1 | 0.00011577 | 2.9056e-05 | 0 | 2.3497e-05 | 0.00011416 | 0 | 0.17374 | 0.2561 | 0.0001 | 0.033333 | 0.022253 | 0
3720 | 1 | 8.7265e-05 | 3.5042e-05 | 0 | 9.3987e-06 | 0.00011416 | 0 | 0.16974 | 0.2981 | 0.0001 | 0.033333 | 0.0013373 | 0
3721 | 1 | 7.0447e-05 | 3.9492e-05 | 0 | 5.8742e-06 | 0.00011416 | 0 | 0.17534 | 0.3001 | 0.0001 | 0.033333 | 0.046976 | 0
3722 | 1 | 5.9379e-05 | 4.2616e-05 | 0 | 2.3497e-06 | 0.00011416 | 0 | 0.20897 | 0.2689 | 0.0001 | 0.033333 | 0.20336 | 0
3723 | 1 | 5.4185e-05 | 4.4728e-05 | 0 | 1.1748e-06 | 0.00011416 | 0 | 0.24099 | 0.2341 | 0.0001 | 0.033333 | 0.25925 | 0
3724 | 1 | 5.5232e-05 | 4.6403e-05 | 0 | 1.4098e-05 | 0.00011416 | 0 | 0.24099 | 0.2245 | 0.0001 | 0.025 | 0.1622 | 0
3725 | 1 | 6.6853e-05 | 2.8062e-05 | 0 | 3.7595e-05 | 0.00011416 | 0 | 0.28183 | 0.2391 | 0.0001 | 0.025 | 0.047516 | 0
3726 | 1 | 9.9969e-05 | 0 | 0 | 9.3987e-05 | 0.00011416 | 0 | 0.28583 | 0.2358 | 0.0001 | 0.025 | 0.0014402 | 0
3727 | 1 | 0.00014097 | 0 | 0 | 0.0001821 | 0.00011416 | 0.14712 | 0.2514 | 0.2204 | 0.0001 | 0.033333 | 0.0070149 | 0.14712
3728 | 1 | 0.0001614 | 0 | 0 | 0.0001586 | 0.00011416 | 0.3456 | 0.13451 | 0.1723 | 0.0001 | 0.025 | 0.082421 | 0.3456
3729 | 1 | 0.00016514 | 0 | 0.0014124 | 0.00014685 | 0.00011416 | 0.56831 | 0.046437 | 0.141 | 0.0001 | 0.025 | 0.11489 | 0.56831
3730 | 1 | 0.00014916 | 0 | 0.0036348 | 0.00016448 | 0.00011416 | 0.7258 | 0.024019 | 0.1638 | 0.0001 | 0.025 | 0.072661 | 0.7258
3731 | 1 | 0.00014105 | 0 | 0.0049992 | 0.00018797 | 0.00011416 | 0.86893 | 0.032826 | 0.2051 | 0.0001 | 0.025 | 0.02419 | 0.86893
3732 | 1 | 0.00012439 | 0 | 0.0056947 | 0.00020677 | 0.00011416 | 0.91902 | 0.056045 | 0.2139 | 0.0001 | 0.025 | 0.0013373 | 0.91902
3733 | 1 | 0.0001184 | 0 | 0.005958 | 0.00018797 | 0.00011416 | 0.97751 | 0.07526 | 0.1913 | 0.0001 | 0.025 | 0.054964 | 0.97751
3734 | 1 | 0.0001127 | 0 | 0.0058739 | 0.00019032 | 0.00011416 | 0.84978 | 0.11769 | 0.2143 | 0.0001 | 0.066667 | 0.23429 | 0.84978
3735 | 1 | 0.00010654 | 0 | 0.0056421 | 0.00021382 | 0.00011416 | 0.70952 | 0.1305 | 0.3231 | 0.0001 | 0.075 | 0.29961 | 0.70952
3736 | 1 | 0.00011033 | 0 | 0.0051156 | 0.00022322 | 0.00011416 | 0.6013 | 0.15612 | 0.3968 | 0.0001 | 0.025 | 0.18653 | 0.6013
3737 | 1 | 0.00012145 | 0 | 0.0039406 | 0.00022322 | 0.00011416 | 0.30305 | 0.20897 | 0.4043 | 0.0001 | 0.016667 | 0.054511 | 0.30305
3738 | 1 | 0.00013129 | 0 | 0.0021938 | 0.00016448 | 0.00011416 | 0.00156 | 0.19055 | 0.4071 | 0.0001 | 0.016667 | 0.0015261 | 0.00156
3739 | 1 | 0.00014123 | 0 | 1.8474e-05 | 0.00011748 | 0.00011416 | 0 | 0.14171 | 0.397 | 0.0001 | 0.016667 | 0.0090503 | 0
3740 | 1 | 0.00012776 | 0 | 0 | 8.8113e-05 | 0.00011416 | 0 | 0.11129 | 0.3878 | 0.0001 | 0.016667 | 0.097813 | 0
3741 | 1 | 0.00011214 | 0 | 0 | 5.8742e-05 | 0.00011416 | 0 | 0.08807 | 0.3704 | 0.0001 | 0.016667 | 0.13243 | 0
3742 | 1 | 0.00011608 | 7.155e-07 | 0 | 3.7595e-05 | 0.00011416 | 0 | 0.081665 | 0.3894 | 0.0001 | 0.0083333 | 0.08189 | 0
3743 | 1 | 0.00010246 | 1.9737e-05 | 0 | 2.3497e-05 | 0.00011416 | 0 | 0.092874 | 0.4208 | 0.0001 | 0 | 0.026235 | 0
3744 | 1 | 7.8186e-05 | 3.1796e-05 | 0 | 9.3987e-06 | 0.00011416 | 0 | 0.11209 | 0.4036 | 0.0001 | 0 | 0.0013373 | 0
3745 | 1 | 6.2827e-05 | 4.0016e-05 | 0 | 5.8742e-06 | 0.00011416 | 0 | 0.08807 | 0.4059 | 0.0001 | 0.025 | 0.06381 | 0
3746 | 1 | 5.1548e-05 | 4.4745e-05 | 0 | 2.3497e-06 | 0.00011416 | 0 | 0.08807 | 0.4221 | 0.0001 | 0.066667 | 0.26822 | 0
3747 | 1 | 4.2717e-05 | 5.0766e-05 | 0 | 1.1748e-06 | 0.00011416 | 0 | 0.095276 | 0.481 | 0.0001 | 0.075 | 0.34396 | 0
3748 | 1 | 3.7475e-05 | 5.7781e-05 | 0 | 1.4098e-05 | 0.00011416 | 0 | 0.1305 | 0.4134 | 0.0001 | 0.041667 | 0.21317 | 0
3749 | 1 | 3.1742e-05 | 6.0277e-05 | 0 | 3.7595e-05 | 0.00011416 | 0 | 0.13371 | 0.3281 | 0.0001 | 0.016667 | 0.062162 | 0
3750 | 1 | 4.0803e-05 | 5.4919e-05 | 0 | 9.3987e-05 | 0.00011416 | 0 | 0.1297 | 0.2366 | 0.0001 | 0.025 | 0.0016155 | 0
3751 | 1 | 6.253e-05 | 4.2476e-05 | 0 | 0.0001821 | 0.00011416 | 0.0098949 | 0.099279 | 0.1882 | 0.0001 | 0.033333 | 0.011446 | 0.0098949
3752 | 1 | 8.7148e-05 | 2.3961e-05 | 0 | 0.0001586 | 0.00011416 | 0.070657 | 0.071257 | 0.1641 | 0.0001 | 0.041667 | 0.11501 | 0.070657
3753 | 1 | 0.0001116 | 4.3454e-06 | 0 | 0.00014685 | 0.00011416 | 0.5109 | 0.060048 | 0.1677 | 0.0001 | 0.058333 | 0.15168 | 0.5109
3754 | 1 | 0.00012329 | 0 | 0 | 0.00016448 | 0.00011416 | 0.73762 | 0.046437 | 0.1892 | 0.0001 | 0.05 | 0.091868 | 0.73762
3755 | 1 | 0.00012567 | 0 | 0 | 0.00018797 | 0.00011416 | 0.91424 | 0.044836 | 0.2109 | 0.0001 | 0.041667 | 0.028393 | 0.91424
3756 | 1 | 0.00012142 | 0 | 0 | 0.00020677 | 0.00011416 | 0.95127 | 0.046437 | 0.2353 | 0.0001 | 0.041667 | 0.0013373 | 0.95127
3757 | 1 | 0.00011372 | 0 | 0 | 0.00018797 | 0.00011416 | 0.99473 | 0.048038 | 0.2503 | 0.0001 | 0.041667 | 0.073557 | 0.99473
3758 | 1 | 0.00010508 | 0 | 0 | 0.00019032 | 0.00011416 | 0.84989 | 0.052842 | 0.2515 | 0.0001 | 0.041667 | 0.30527 | 0.84989
3759 | 1 | 9.8403e-05 | 0 | 0 | 0.00021382 | 0.00011416 | 0.7223 | 0.054444 | 0.2737 | 0.0001 | 0.041667 | 0.39249 | 0.7223
3760 | 1 | 9.6728e-05 | 0 | 0 | 0.00022322 | 0.00011416 | 0.48707 | 0.054444 | 0.2959 | 0.0001 | 0.091667 | 0.24223 | 0.48707
3761 | 1 | 9.8457e-05 | 0 | 0 | 0.00022322 | 0.00011416 | 0.32598 | 0.058447 | 0.324 | 0.0001 | 0.075 | 0.070496 | 0.32598
3762 | 1 | 9.8439e-05 | 0 | 0 | 0.00016448 | 0.00011416 | 0.11579 | 0.07526 | 0.3437 | 0.0001 | 0.016667 | 0.0017082 | 0.11579
3763 | 1 | 9.1291e-05 | 8.9874e-06 | 0 | 0.00011748 | 0.00011416 | 0 | 0.089672 | 0.3632 | 0.0001 | 0 | 0.01423 | 0
3764 | 1 | 7.8685e-05 | 5.7118e-05 | 0 | 8.8113e-05 | 0.00011416 | 0 | 0.095276 | 0.3804 | 0.0001 | 0 | 0.13412 | 0
3765 | 1 | 7.1683e-05 | 8.4534e-05 | 0 | 5.8742e-05 | 0.00011416 | 0 | 0.095276 | 0.3699 | 0.0001 | 0 | 0.17269 | 0
3766 | 1 | 8.0633e-05 | 9.8739e-05 | 0 | 3.7595e-05 | 0.00011416 | 0 | 0.092874 | 0.3319 | 0.0001 | 0 | 0.10263 | 0
3767 | 1 | 6.9997e-05 | 0.0001127 | 0 | 2.3497e-05 | 0.00011416 | 0 | 0.094476 | 0.2756 | 0.0001 | 0 | 0.030666 | 0
3768 | 1 | 4.5691e-05 | 0.00012657 | 0 | 9.3987e-06 | 0.00011416 | 0 | 0.13451 | 0.214 | 0.0001 | 0.0083333 | 0.0013373 | 0
3769 | 1 | 3.047e-05 | 0.00014104 | 0 | 5.8742e-06 | 0.00011416 | 0 | 0.14812 | 0.1655 | 0.0001 | 0.033333 | 0.078782 | 0
3770 | 1 | 1.588e-05 | 0.00015078 | 0 | 2.3497e-06 | 0.00011416 | 0 | 0.090472 | 0.1364 | 0.0001 | 0.033333 | 0.32501 | 0
3771 | 1 | 1.126e-05 | 0.00015678 | 0 | 1.1748e-06 | 0.00011416 | 0 | 0.064852 | 0.1152 | 0.0001 | 0.033333 | 0.41838 | 0
3772 | 1 | 9.2205e-06 | 0.00016176 | 0 | 1.4098e-05 | 0.00011416 | 0 | 0.056845 | 0.0909 | 0.0001 | 0.033333 | 0.25771 | 0
3773 | 1 | 7.5074e-06 | 0.00013589 | 0 | 3.7595e-05 | 0.00011416 | 0 | 0.068855 | 0.0854 | 0.0001 | 0.041667 | 0.074929 | 0
3774 | 1 | 1.7213e-05 | 9.8181e-05 | 0 | 9.3987e-05 | 0.00011416 | 0 | 0.057646 | 0.0805 | 0.0001 | 0.05 | 0.0017558 | 0
3775 | 1 | 3.6901e-05 | 5.2162e-05 | 0 | 0.0001821 | 0.00011416 | 0.13409 | 0.040032 | 0.0637 | 0.0001 | 0.05 | 0.015778 | 0.13409
3776 | 1 | 6.2708e-05 | 1.2355e-05 | 0 | 0.0001586 | 0.00011416 | 0.33334 | 0.016013 | 0.0552 | 0.0001 | 0.05 | 0.14442 | 0.33334
3777 | 1 | 8.504e-05 | 0 | 0 | 0.00014685 | 0.00011416 | 0.54737 | 0.011209 | 0.056 | 0.0001 | 0.041667 | 0.1839 | 0.54737
3778 | 1 | 9.5551e-05 | 0 | 0 | 0.00016448 | 0.00011416 | 0.68681 | 0.0080064 | 0.0608 | 0.0001 | 0.041667 | 0.10831 | 0.68681
3779 | 1 | 0.00010024 | 0 | 0 | 0.00018797 | 0.00011416 | 0.83832 | 0.01201 | 0.066 | 0.0001 | 0.033333 | 0.031847 | 0.83832
3780 | 1 | 0.00010076 | 0 | 0 | 0.00020677 | 0.00011416 | 0.91786 | 0.029624 | 0.076 | 0.0001 | 0.025 | 0.0013373 | 0.91786
3781 | 1 | 8.953e-05 | 0 | 0 | 0.00018797 | 0.00011416 | 0.49122 | 0.056045 | 0.0877 | 0.0001 | 0.025 | 0.087075 | 0.49122
3782 | 1 | 8.1147e-05 | 0 | 0 | 0.00019032 | 0.00011416 | 0.58353 | 0.085669 | 0.0961 | 0.0001 | 0.025 | 0.3562 | 0.58353
3783 | 1 | 7.5859e-05 | 0 | 0 | 0.00021382 | 0.00011416 | 0.57076 | 0.11449 | 0.1048 | 0.0001 | 0.025 | 0.4593 | 0.57076
3784 | 1 | 7.4555e-05 | 0 | 0 | 0.00022322 | 0.00011416 | 0.32328 | 0.1305 | 0.1153 | 0.0001 | 0.025 | 0.28213 | 0.32328
3785 | 1 | 7.9662e-05 | 0 | 0 | 0.00022322 | 0.00011416 | 0.27311 | 0.15292 | 0.1229 | 0.0001 | 0.025 | 0.081921 | 0.27311
3786 | 1 | 8.5112e-05 | 0 | 0 | 0.00016448 | 0.00011416 | 0.10708 | 0.18895 | 0.1325 | 0.0001 | 0.025 | 0.001829 | 0.10708
3787 | 1 | 8.7493e-05 | 1.3699e-05 | 0 | 0.00011748 | 0.00011416 | 0 | 0.23219 | 0.1499 | 0.0001 | 0.025 | 0.018303 | 0
3788 | 1 | 8.1264e-05 | 5.4029e-05 | 0 | 8.8113e-05 | 0.00011416 | 0 | 0.25781 | 0.17 | 0.0001 | 0.025 | 0.16083 | 0
3789 | 1 | 7.3594e-05 | 8.2736e-05 | 0 | 5.8742e-05 | 0.00011416 | 0 | 0.2554 | 0.1839 | 0.0001 | 0.025 | 0.20159 | 0
3790 | 1 | 8.3605e-05 | 0.00010244 | 0 | 3.7595e-05 | 0.00011416 | 0 | 0.27222 | 0.1966 | 0.0001 | 0.025 | 0.11721 | 0
3791 | 1 | 6.94e-05 | 0.00011827 | 0 | 2.3497e-05 | 0.00011416 | 0 | 0.28263 | 0.222 | 0.0001 | 0.025 | 0.033674 | 0
3792 | 1 | 4.2292e-05 | 0.00013115 | 0 | 9.3987e-06 | 0.00011416 | 0 | 0.2538 | 0.2629 | 0.0001 | 0.025 | 0.0013373 | 0
3793 | 1 | 2.9569e-05 | 0.00014197 | 0 | 5.8742e-06 | 0.00011416 | 0 | 0.24019 | 0.3066 | 0.0001 | 0.025 | 0.092915 | 0
3794 | 1 | 1.9777e-05 | 0.00015074 | 0 | 2.3497e-06 | 0.00011416 | 0 | 0.22578 | 0.3313 | 0.0001 | 0.025 | 0.37805 | 0
3795 | 1 | 1.9801e-05 | 0.00015745 | 0 | 1.1748e-06 | 0.00011416 | 0 | 0.23139 | 0.3342 | 0.0001 | 0.025 | 0.48802 | 0
3796 | 1 | 2.5021e-05 | 0.00015748 | 0 | 1.4098e-05 | 0.00011416 | 0 | 0.23299 | 0.3131 | 0.0001 | 0.033333 | 0.29924 | 0
3797 | 1 | 3.476e-05 | 0.00013926 | 0 | 3.7595e-05 | 0.00011416 | 0 | 0.22898 | 0.2819 | 0.0001 | 0.033333 | 0.086816 | 0
3798 | 1 | 7.4592e-05 | 0.00011246 | 0 | 9.3987e-05 | 0.00011416 | 0 | 0.20416 | 0.2601 | 0.0001 | 0.033333 | 0.0018789 | 0
3799 | 1 | 0.00011879 | 8.0293e-05 | 0 | 0.0001821 | 0.00011416 | 0.15452 | 0.18335 | 0.2468 | 0.0001 | 0.033333 | 0.020128 | 0.15452
3800 | 1 | 0.00014458 | 5.3348e-05 | 0 | 0.0001586 | 0.00011416 | 0.31542 | 0.21297 | 0.2372 | 0.0001 | 0.025 | 0.17244 | 0.31542
3801 | 1 | 0.00015999 | 2.9126e-05 | 0 | 0.00014685 | 0.00011416 | 0.21547 | 0.253 | 0.2471 | 0.0001 | 0.016667 | 0.214 | 0.21547
3802 | 1 | 0.00016904 | 7.9229e-06 | 0 | 0.00016448 | 0.00011416 | 0.57012 | 0.27382 | 0.2714 | 0.0001 | 0.016667 | 0.12342 | 0.57012
3803 | 1 | 0.00017782 | 0 | 0 | 0.00018797 | 0.00011416 | 0.58302 | 0.29303 | 0.3123 | 0.0001 | 0.016667 | 0.03493 | 0.58302
3804 | 1 | 0.00016886 | 0 | 0 | 0.00020677 | 0.00011416 | 0.60253 | 0.32346 | 0.3683 | 0.0001 | 0.016667 | 0.0013373 | 0.60253
3805 | 1 | 0.00016602 | 0 | 0 | 0.00018797 | 0.00011416 | 0.74523 | 0.32186 | 0.4209 | 0.0001 | 0.025 | 0.092915 | 0.74523
3806 | 1 | 0.0001642 | 0 | 0 | 0.00019032 | 0.00011416 | 0.62006 | 0.33467 | 0.4625 | 0.0001 | 0.025 | 0.37805 | 0.62006
3807 | 1 | 0.00015991 | 0 | 0 | 0.00021382 | 0.00011416 | 0.5496 | 0.34908 | 0.4941 | 0.0001 | 0.025 | 0.48802 | 0.5496
3808 | 1 | 0.00015793 | 0 | 0 | 0.00022322 | 0.00011416 | 0.32396 | 0.3787 | 0.5162 | 0.0001 | 0.016667 | 0.29924 | 0.32396
3809 | 1 | 0.0001535 | 0 | 0 | 0.00022322 | 0.00011416 | 0.21692 | 0.40112 | 0.5363 | 0.0001 | 0.016667 | 0.086816 | 0.21692
3810 | 1 | 0.00014886 | 4.9038e-06 | 0 | 0.00016448 | 0.00011416 | 0.096297 | 0.43715 | 0.5552 | 0.0001 | 0.025 | 0.0018789 | 0.096297
3811 | 1 | 0.00013462 | 2.8428e-05 | 0 | 0.00011748 | 0.00011416 | 0 | 0.45476 | 0.5713 | 0.0001 | 0.016667 | 0.020128 | 0
3812 | 1 | 0.00011686 | 5.628e-05 | 0 | 8.8113e-05 | 0.00011416 | 0 | 0.41473 | 0.5846 | 0.0001 | 0.016667 | 0.17244 | 0
3813 | 1 | 0.00010075 | 7.6977e-05 | 0 | 5.8742e-05 | 0.00011416 | 0 | 0.3747 | 0.5772 | 0.0001 | 0.0083333 | 0.214 | 0
3814 | 1 | 0.00010981 | 9.2439e-05 | 0 | 3.7595e-05 | 0.00011416 | 0 | 0.38351 | 0.5558 | 0.0001 | 0 | 0.12342 | 0
3815 | 1 | 9.4597e-05 | 0.00010609 | 0 | 2.3497e-05 | 0.00011416 | 0 | 0.3715 | 0.5345 | 0.0001 | 0 | 0.03493 | 0
3816 | 1 | 6.7735e-05 | 0.00011888 | 0 | 9.3987e-06 | 0.00011416 | 0 | 0.3779 | 0.5034 | 0.0001 | 0 | 0.0013373 | 0
3817 | 1 | 5.4211e-05 | 0.00013008 | 0 | 5.8742e-06 | 0.00011416 | 0 | 0.34908 | 0.4778 | 0.0001 | 0 | 0.092915 | 0
3818 | 1 | 4.4834e-05 | 0.0001397 | 0 | 2.3497e-06 | 0.00011416 | 0 | 0.34828 | 0.4526 | 0.0001 | 0 | 0.37805 | 0
3819 | 1 | 4.2151e-05 | 0.00014743 | 0 | 1.1748e-06 | 0.00011416 | 0 | 0.33867 | 0.4254 | 0.0001 | 0 | 0.48802 | 0
3820 | 1 | 4.4112e-05 | 0.00015399 | 0 | 1.4098e-05 | 0.00011416 | 0 | 0.33387 | 0.4024 | 0.0001 | 0.0083333 | 0.29924 | 0
3821 | 1 | 5.0986e-05 | 0.00014579 | 0 | 3.7595e-05 | 0.00011416 | 0 | 0.32106 | 0.3786 | 0.0001 | 0.025 | 0.086816 | 0
3822 | 1 | 8.4364e-05 | 0.00012158 | 0 | 9.3987e-05 | 0.00011416 | 0 | 0.29944 | 0.3696 | 0.0001 | 0.025 | 0.0018789 | 0
3823 | 1 | 0.00012606 | 9.2125e-05 | 0 | 0.0001821 | 0.00011416 | 0.14349 | 0.30985 | 0.3705 | 0.0001 | 0.033333 | 0.020128 | 0.14349
3824 | 1 | 0.00014533 | 6.7309e-05 | 0 | 0.0001586 | 0.00011416 | 0.28152 | 0.36589 | 0.3768 | 0.0001 | 0.033333 | 0.17244 | 0.28152
3825 | 1 | 0.00015844 | 4.5216e-05 | 0 | 0.00014685 | 0.00011416 | 0.50045 | 0.40592 | 0.3912 | 0.0001 | 0.033333 | 0.214 | 0.50045
3826 | 1 | 0.00016195 | 2.7084e-05 | 0 | 0.00016448 | 0.00011416 | 0.56933 | 0.40192 | 0.3961 | 0.0001 | 0.033333 | 0.12342 | 0.56933
3827 | 1 | 0.00017036 | 1.1256e-05 | 0 | 0.00018797 | 0.00011416 | 0.23927 | 0.40673 | 0.4033 | 0.0001 | 0.033333 | 0.03493 | 0.23927
3828 | 1 | 0.00016614 | 0 | 0 | 0.00020677 | 0.00011416 | 0.16808 | 0.40913 | 0.4215 | 0.0001 | 0.033333 | 0.0013373 | 0.16808
3829 | 1 | 0.00016367 | 0 | 0 | 0.00018797 | 0.00011416 | 0.51351 | 0.39632 | 0.4396 | 0.0001 | 0.033333 | 0.092915 | 0.51351
3830 | 1 | 0.00015971 | 0 | 0 | 0.00019032 | 0.00011416 | 0.3199 | 0.3699 | 0.454 | 0.0001 | 0.025 | 0.37805 | 0.3199
3831 | 1 | 0.00015775 | 0 | 0 | 0.00021382 | 0.00011416 | 0.4488 | 0.34027 | 0.469 | 0.0001 | 0.0083333 | 0.48802 | 0.4488
3832 | 1 | 0.00015338 | 0 | 0 | 0.00022322 | 0.00011416 | 0.19709 | 0.30104 | 0.4794 | 0.0001 | 0 | 0.29924 | 0.19709
3833 | 1 | 0.00015484 | 0 | 0 | 0.00022322 | 0.00011416 | 0.14278 | 0.32106 | 0.4903 | 0.0001 | 0.0083333 | 0.086816 | 0.14278
3834 | 1 | 0.00014909 | 1.1326e-05 | 0 | 0.00016448 | 0.00011416 | 0.090179 | 0.36269 | 0.4908 | 0.0001 | 0.0083333 | 0.0018789 | 0.090179
3835 | 1 | 0.00013128 | 3.2878e-05 | 0 | 0.00011748 | 0.00011416 | 0 | 0.38431 | 0.4854 | 0.0001 | 0.0083333 | 0.020128 | 0
3836 | 1 | 0.0001164 | 6.7746e-05 | 0 | 8.8113e-05 | 0.00011416 | 0 | 0.33947 | 0.4744 | 0.0001 | 0.0083333 | 0.17244 | 0
3837 | 1 | 0.00010328 | 9.0136e-05 | 0 | 5.8742e-05 | 0.00011416 | 0 | 0.29544 | 0.459 | 0.0001 | 0.0083333 | 0.214 | 0
3838 | 1 | 0.00011318 | 0.00010164 | 0 | 3.7595e-05 | 0.00011416 | 0 | 0.32826 | 0.4479 | 0.0001 | 0.0083333 | 0.12342 | 0
3839 | 1 | 9.9015e-05 | 0.00011235 | 0 | 2.3497e-05 | 0.00011416 | 0 | 0.33627 | 0.4336 | 0.0001 | 0.016667 | 0.03493 | 0
3840 | 1 | 7.3152e-05 | 0.00012382 | 0 | 9.3987e-06 | 0.00011416 | 0 | 0.35869 | 0.4193 | 0.0001 | 0.016667 | 0.0013373 | 0
3841 | 1 | 5.6437e-05 | 0.00013202 | 0 | 5.8742e-06 | 0.00011416 | 0 | 0.34267 | 0.4044 | 0.0001 | 0.016667 | 0.087075 | 0
3842 | 1 | 4.4708e-05 | 0.00013694 | 0 | 2.3497e-06 | 0.00011416 | 0 | 0.33867 | 0.4007 | 0.0001 | 0.016667 | 0.3562 | 0
3843 | 1 | 4.3306e-05 | 0.00014099 | 0 | 1.1748e-06 | 0.00011416 | 0 | 0.30665 | 0.3976 | 0.0001 | 0.016667 | 0.4593 | 0
3844 | 1 | 4.5563e-05 | 0.00014434 | 0 | 1.4098e-05 | 0.00011416 | 0 | 0.29944 | 0.3718 | 0.0001 | 0.016667 | 0.28213 | 0
3845 | 1 | 5.2848e-05 | 0.0001339 | 0 | 3.7595e-05 | 0.00011416 | 0 | 0.28343 | 0.3307 | 0.0001 | 0.016667 | 0.081921 | 0
3846 | 1 | 8.6957e-05 | 0.00010869 | 0 | 9.3987e-05 | 0.00011416 | 0 | 0.22578 | 0.2992 | 0.0001 | 0.016667 | 0.001829 | 0
3847 | 1 | 0.00013007 | 7.0137e-05 | 0 | 0.0001821 | 0.00011416 | 0.070178 | 0.17054 | 0.2941 | 0.0001 | 0.016667 | 0.018303 | 0.070178
3848 | 1 | 0.00015652 | 2.9545e-05 | 0 | 0.0001586 | 0.00011416 | 0.31401 | 0.1305 | 0.3021 | 0.0001 | 0.016667 | 0.16083 | 0.31401
3849 | 1 | 0.00016891 | 0 | 0 | 0.00014685 | 0.00011416 | 0.55553 | 0.1257 | 0.3176 | 0.0001 | 0.033333 | 0.20159 | 0.55553
3850 | 1 | 0.00017218 | 0 | 0 | 0.00016448 | 0.00011416 | 0.71104 | 0.16333 | 0.3382 | 0.0001 | 0.05 | 0.11721 | 0.71104
3851 | 1 | 0.00017854 | 0 | 0 | 0.00018797 | 0.00011416 | 0.83652 | 0.27142 | 0.3518 | 0.0001 | 0.033333 | 0.033674 | 0.83652
3852 | 1 | 0.00017204 | 0 | 0 | 0.00020677 | 0.00011416 | 0.88521 | 0.33707 | 0.3806 | 0.0001 | 0.016667 | 0.0013373 | 0.88521
3853 | 1 | 0.00017083 | 0 | 0 | 0.00018797 | 0.00011416 | 0.91189 | 0.33627 | 0.4325 | 0.0001 | 0.0083333 | 0.081485 | 0.91189
3854 | 1 | 0.00016584 | 0 | 0 | 0.00019032 | 0.00011416 | 0.82234 | 0.29864 | 0.4891 | 0.0001 | 0 | 0.3352 | 0.82234
3855 | 1 | 0.00016065 | 0 | 0 | 0.00021382 | 0.00011416 | 0.69877 | 0.31065 | 0.5311 | 0.0001 | 0 | 0.43173 | 0.69877
3856 | 1 | 0.00015474 | 0 | 0 | 0.00022322 | 0.00011416 | 0.4809 | 0.29464 | 0.5562 | 0.0001 | 0 | 0.26569 | 0.4809
3857 | 1 | 0.00015465 | 0 | 0 | 0.00022322 | 0.00011416 | 0.31808 | 0.29143 | 0.5734 | 0.0001 | 0 | 0.077214 | 0.31808
3858 | 1 | 0.00014807 | 0 | 0 | 0.00016448 | 0.00011416 | 0.11122 | 0.30504 | 0.5944 | 0.0001 | 0 | 0.00178 | 0.11122
3859 | 1 | 0.00013667 | 0 | 0 | 0.00011748 | 0.00011416 | 0 | 0.28823 | 0.5974 | 0.0001 | 0 | 0.016592 | 0
3860 | 1 | 0.0001238 | 1.2338e-05 | 0 | 8.8113e-05 | 0.00011416 | 0 | 0.23139 | 0.6111 | 0.0001 | 0 | 0.14976 | 0
3861 | 1 | 0.00011171 | 3.1517e-05 | 0 | 5.8742e-05 | 0.00011416 | 0 | 0.21377 | 0.6246 | 0.0001 | 0 | 0.18967 | 0
3862 | 1 | 0.00012027 | 4.3297e-05 | 0 | 3.7595e-05 | 0.00011416 | 0 | 0.22898 | 0.6384 | 0.0001 | 0.0083333 | 0.11122 | 0
3863 | 1 | 0.00010539 | 5.7345e-05 | 0 | 2.3497e-05 | 0.00011416 | 0 | 0.253 | 0.5857 | 0.0001 | 0.0083333 | 0.032448 | 0
3864 | 1 | 8.1447e-05 | 7.1079e-05 | 0 | 9.3987e-06 | 0.00011416 | 0 | 0.27382 | 0.5782 | 0.0001 | 0.016667 | 0.0013373 | 0
3865 | 1 | 6.6041e-05 | 8.4272e-05 | 0 | 5.8742e-06 | 0.00011416 | 0 | 0.27382 | 0.5791 | 0.0001 | 0.033333 | 0.073557 | 0
3866 | 1 | 5.5582e-05 | 9.4743e-05 | 0 | 2.3497e-06 | 0.00011416 | 0 | 0.30104 | 0.5279 | 0.0001 | 0.058333 | 0.30527 | 0
3867 | 1 | 5.2526e-05 | 0.00010256 | 0 | 1.1748e-06 | 0.00011416 | 0 | 0.30264 | 0.4828 | 0.0001 | 0.075 | 0.39249 | 0
3868 | 1 | 5.358e-05 | 0.00010907 | 0 | 1.4098e-05 | 0.00011416 | 0 | 0.28022 | 0.4406 | 0.0001 | 0.066667 | 0.24223 | 0
3869 | 1 | 5.8314e-05 | 9.3451e-05 | 0 | 3.7595e-05 | 0.00011416 | 0 | 0.29784 | 0.3971 | 0.0001 | 0.033333 | 0.070496 | 0
3870 | 1 | 9.5573e-05 | 6.3837e-05 | 0 | 9.3987e-05 | 0.00011416 | 0 | 0.28823 | 0.3614 | 0.0001 | 0.025 | 0.0017082 | 0
3871 | 1 | 0.000139 | 2.4536e-05 | 0 | 0.0001821 | 0.00011416 | 0.14307 | 0.20096 | 0.3308 | 0.0001 | 0.033333 | 0.01423 | 0.14307
3872 | 1 | 0.00016059 | 0 | 0 | 0.0001586 | 0.00011416 | 0.34922 | 0.10729 | 0.302 | 0.0001 | 0.033333 | 0.13412 | 0.34922
3873 | 1 | 0.00017233 | 0 | 0 | 0.00014685 | 0.00011416 | 0.58532 | 0.082466 | 0.3168 | 0.0001 | 0.016667 | 0.17269 | 0.58532
3874 | 1 | 0.00017744 | 0 | 0 | 0.00016448 | 0.00011416 | 0.73487 | 0.098479 | 0.3611 | 0.0001 | 0.016667 | 0.10263 | 0.73487
3875 | 1 | 0.00018527 | 0 | 0 | 0.00018797 | 0.00011416 | 0.68338 | 0.1265 | 0.3639 | 0.0001 | 0.016667 | 0.030666 | 0.68338
3876 | 1 | 0.00016857 | 0 | 0.00069279 | 0.00020677 | 0.00011416 | 0.90042 | 0.15612 | 0.3475 | 0.0001 | 0.0083333 | 0.0013373 | 0.90042
3877 | 1 | 0.00016307 | 0 | 0.0012452 | 0.00018797 | 0.00011416 | 0.88044 | 0.13531 | 0.3416 | 0.0001 | 0.0083333 | 0.06381 | 0.88044
3878 | 1 | 0.00015605 | 0 | 0.0015712 | 0.00019032 | 0.00011416 | 0.82166 | 0.1265 | 0.3579 | 0.0001 | 0.0083333 | 0.26822 | 0.82166
3879 | 1 | 0.00015159 | 0 | 0.001671 | 0.00021382 | 0.00011416 | 0.67546 | 0.13211 | 0.3774 | 0.0001 | 0.0083333 | 0.34396 | 0.67546
3880 | 1 | 0.00015004 | 0 | 0.0015288 | 0.00022322 | 0.00011416 | 0.46501 | 0.14171 | 0.3954 | 0.0001 | 0.0083333 | 0.21317 | 0.46501
3881 | 1 | 0.00015289 | 0 | 0.0011094 | 0.00022322 | 0.00011416 | 0.28185 | 0.14732 | 0.4222 | 0.0001 | 0.0083333 | 0.062162 | 0.28185
3882 | 1 | 0.00015278 | 0 | 0.0002494 | 0.00016448 | 0.00011416 | 0.094681 | 0.16253 | 0.4694 | 0.0001 | 0.0083333 | 0.0016155 | 0.094681
3883 | 1 | 0.00014155 | 0 | 0 | 0.00011748 | 0.00011416 | 0 | 0.16974 | 0.5158 | 0.0001 | 0.0083333 | 0.011446 | 0
3884 | 1 | 0.00013122 | 0 | 0 | 8.8113e-05 | 0.00011416 | 0 | 0.17614 | 0.5543 | 0.0001 | 0.0083333 | 0.11501 | 0
3885 | 1 | 0.00012168 | 0 | 0 | 5.8742e-05 | 0.00011416 | 0 | 0.20336 | 0.5685 | 0.0001 | 0.0083333 | 0.15168 | 0
3886 | 1 | 0.00013255 | 0 | 0 | 3.7595e-05 | 0.00011416 | 0 | 0.2482 | 0.5417 | 0.0001 | 0.0083333 | 0.091868 | 0
3887 | 1 | 0.00011611 | 3.1587e-06 | 0 | 2.3497e-05 | 0.00011416 | 0 | 0.26902 | 0.4959 | 0.0001 | 0.0083333 | 0.028393 | 0
3888 | 1 | 8.9902e-05 | 1.445e-05 | 0 | 9.3987e-06 | 0.00011416 | 0 | 0.27542 | 0.4482 | 0.0001 | 0.0083333 | 0.0013373 | 0
3889 | 1 | 7.4859e-05 | 2.4536e-05 | 0 | 5.8742e-06 | 0.00011416 | 0 | 0.2522 | 0.3808 | 0.0001 | 0.0083333 | 0.057093 | 0
3890 | 1 | 6.4425e-05 | 3.2616e-05 | 0 | 2.3497e-06 | 0.00011416 | 0 | 0.22978 | 0.3329 | 0.0001 | 0.0083333 | 0.24249 | 0
3891 | 1 | 5.8572e-05 | 3.8567e-05 | 0 | 1.1748e-06 | 0.00011416 | 0 | 0.21697 | 0.3085 | 0.0001 | 0.016667 | 0.31032 | 0
3892 | 1 | 5.6588e-05 | 4.2982e-05 | 0 | 1.4098e-05 | 0.00011416 | 0 | 0.20977 | 0.2923 | 0.0001 | 0.041667 | 0.19297 | 0
3893 | 1 | 6.4129e-05 | 2.9981e-05 | 0 | 3.7595e-05 | 0.00011416 | 0 | 0.20256 | 0.2726 | 0.0001 | 0.058333 | 0.056361 | 0
3894 | 1 | 0.00010086 | 8.0101e-06 | 0 | 9.3987e-05 | 0.00011416 | 0 | 0.19696 | 0.2434 | 0.0001 | 0.058333 | 0.0015481 | 0
3895 | 1 | 0.0001415 | 0 | 0 | 0.0001821 | 0.00011416 | 0 | 0.16813 | 0.223 | 0.0001 | 0.05 | 0.0096143 | 0
3896 | 1 | 0.00016584 | 0 | 0 | 0.0001586 | 0.00011416 | 0.030141 | 0.084067 | 0.2221 | 0.0001 | 0.033333 | 0.10194 | 0.030141
3897 | 1 | 0.0001748 | 0 | 0.00032238 | 0.00014685 | 0.00011416 | 0.065553 | 0.067254 | 0.2383 | 0.0001 | 0.016667 | 0.13708 | 0.065553
3898 | 1 | 0.00017006 | 0 | 0.0014336 | 0.00016448 | 0.00011416 | 0.69646 | 0.070456 | 0.2529 | 0.0001 | 0.016667 | 0.084313 | 0.69646
3899 | 1 | 0.00016388 | 0 | 0.0022114 | 0.00018797 | 0.00011416 | 0.85069 | 0.067254 | 0.2451 | 0.0001 | 0.016667 | 0.026764 | 0.85069
3900 | 1 | 0.0001489 | 0 | 0.0029153 | 0.00020677 | 0.00011416 | 0.88488 | 0.060849 | 0.1991 | 0.0001 | 0.016667 | 0.0013373 | 0.88488
3901 | 1 | 0.00014092 | 0 | 0.0034704 | 0.00018797 | 0.00011416 | 0.86504 | 0.11369 | 0.147 | 0.0001 | 0 | 0.046976 | 0.86504
3902 | 1 | 0.00014233 | 0 | 0.0038787 | 0.00019032 | 0.00011416 | 0 | 0.22818 | 0.1002 | 0.0001 | 0 | 0.20336 | 0
3903 | 1 | 0.0001322 | 0 | 0.0040662 | 0.00021382 | 0.00011416 | 0 | 0.17694 | 0.0643 | 0.0001 | 0 | 0.25925 | 0
3904 | 1 | 0.00012846 | 0 | 0.0037826 | 0.00022322 | 0.00011416 | 0.38502 | 0.17374 | 0.0588 | 0.0001 | 0 | 0.1622 | 0.38502
3905 | 1 | 0.00013224 | 0 | 0.0030141 | 0.00022322 | 0.00011416 | 0.31441 | 0.17854 | 0.0615 | 0.0001 | 0 | 0.047516 | 0.31441
3906 | 1 | 0.00013588 | 0 | 0.0017098 | 0.00016448 | 0.00011416 | 0.014151 | 0.19696 | 0.0727 | 0.0001 | 0 | 0.0014402 | 0.014151
3907 | 1 | 0.00013594 | 0 | 0.00015518 | 0.00011748 | 0.00011416 | 0 | 0.18495 | 0.1028 | 0.0001 | 0.0083333 | 0.0070149 | 0
3908 | 1 | 0.00012686 | 0 | 0 | 8.8113e-05 | 0.00011416 | 0 | 0.14812 | 0.1383 | 0.0001 | 0.0083333 | 0.082421 | 0
3909 | 1 | 0.00011451 | 0 | 0 | 5.8742e-05 | 0.00011416 | 0 | 0.1241 | 0.1903 | 0.0001 | 0.0083333 | 0.11489 | 0
3910 | 1 | 0.00012645 | 0 | 0 | 3.7595e-05 | 0.00011416 | 0 | 0.1241 | 0.2672 | 0.0001 | 0.0083333 | 0.072661 | 0
3911 | 1 | 0.00011286 | 0 | 0 | 2.3497e-05 | 0.00011416 | 0 | 0.16813 | 0.3368 | 0.0001 | 0.0083333 | 0.02419 | 0
3912 | 1 | 8.7747e-05 | 0 | 0 | 9.3987e-06 | 0.00011416 | 0 | 0.22978 | 0.3733 | 0.0001 | 0.016667 | 0.0013373 | 0
3913 | 1 | 7.0952e-05 | 0 | 0 | 5.8742e-06 | 0.00011416 | 0 | 0.23939 | 0.3573 | 0.0001 | 0.025 | 0.039802 | 0
3914 | 1 | 5.5524e-05 | 0 | 0 | 2.3497e-06 | 0.00011416 | 0 | 0.253 | 0.3436 | 0.0001 | 0.025 | 0.17527 | 0
3915 | 1 | 4.9767e-05 | 6.7362e-06 | 0 | 1.1748e-06 | 0.00011416 | 0 | 0.26581 | 0.3429 | 0.0001 | 0.016667 | 0.22268 | 0
3916 | 1 | 4.5913e-05 | 1.869e-05 | 0 | 1.4098e-05 | 0.00011416 | 0 | 0.23139 | 0.3722 | 0.0001 | 0.0083333 | 0.14009 | 0
3917 | 1 | 3.6714e-05 | 2.8463e-05 | 0 | 3.7595e-05 | 0.00011416 | 0 | 0.19215 | 0.4586 | 0.0001 | 0.0083333 | 0.041147 | 0
3918 | 1 | 4.2894e-05 | 3.3175e-05 | 0 | 9.3987e-05 | 0.00011416 | 0 | 0.23779 | 0.5255 | 0.0001 | 0.0083333 | 0.0013575 | 0
3919 | 1 | 6.011e-05 | 3.0383e-05 | 0 | 0.0001821 | 0.00011416 | 0 | 0.21137 | 0.5687 | 0.0001 | 0.016667 | 0.0053101 | 0
3920 | 1 | 8.7975e-05 | 1.5881e-05 | 0 | 0.0001586 | 0.00011416 | 0.0028191 | 0.18014 | 0.6095 | 0.0001 | 0.016667 | 0.068734 | 0.0028191
3921 | 1 | 0.00011163 | 0 | 0 | 0.00014685 | 0.00011416 | 0.37207 | 0.20256 | 0.6092 | 0.0001 | 0.016667 | 0.098975 | 0.37207
3922 | 1 | 0.00012383 | 0 | 0 | 0.00016448 | 0.00011416 | 0.5139 | 0.25941 | 0.6298 | 0.0001 | 0.016667 | 0.064153 | 0.5139
3923 | 1 | 0.00012594 | 0 | 0 | 0.00018797 | 0.00011416 | 0.6177 | 0.30985 | 0.6593 | 0.0001 | 0.0083333 | 0.022253 | 0.6177
3924 | 1 | 0.00012078 | 0 | 0 | 0.00020677 | 0.00011416 | 0.86942 | 0.34668 | 0.688 | 0.0001 | 0.0083333 | 0.0013373 | 0.86942
3925 | 1 | 0.00011055 | 0 | 0 | 0.00018797 | 0.00011416 | 0.81913 | 0.36189 | 0.7063 | 0.0001 | 0.0083333 | 0.033399 | 0.81913
3926 | 1 | 0.00010665 | 0 | 0 | 0.00019032 | 0.00011416 | 0.67121 | 0.3795 | 0.6846 | 0.0001 | 0.0083333 | 0.1499 | 0.67121
3927 | 1 | 0.00010084 | 0 | 0 | 0.00021382 | 0.00011416 | 0.28277 | 0.38831 | 0.6499 | 0.0001 | 0.0083333 | 0.18973 | 0.28277
3928 | 1 | 9.9082e-05 | 0 | 0 | 0.00022322 | 0.00011416 | 0.40034 | 0.40913 | 0.6085 | 0.0001 | 0.0083333 | 0.12009 | 0.40034
3929 | 1 | 0.00010364 | 0 | 0 | 0.00022322 | 0.00011416 | 0.33239 | 0.3787 | 0.5527 | 0.0001 | 0 | 0.035373 | 0.33239
3930 | 1 | 0.00010069 | 0 | 0 | 0.00016448 | 0.00011416 | 0.12656 | 0.32746 | 0.4205 | 0.0001 | 0 | 0.0012781 | 0.12656
3931 | 1 | 9.2138e-05 | 0 | 0 | 0.00011748 | 0.00011416 | 0 | 0.2562 | 0.3146 | 0.0001 | 0 | 0.0039066 | 0
3932 | 1 | 8.3078e-05 | 2.0278e-05 | 0 | 8.8113e-05 | 0.00011416 | 0 | 0.17534 | 0.2263 | 0.0001 | 0 | 0.056654 | 0
3933 | 1 | 7.3014e-05 | 4.9021e-05 | 0 | 5.8742e-05 | 0.00011416 | 0 | 0.13131 | 0.1391 | 0.0001 | 0 | 0.084599 | 0
3934 | 1 | 8.1395e-05 | 6.2528e-05 | 0 | 3.7595e-05 | 0.00011416 | 0 | 0.10008 | 0.0769 | 0.0001 | 0.016667 | 0.056337 | 0
3935 | 1 | 7.2352e-05 | 7.422e-05 | 0 | 2.3497e-05 | 0.00011416 | 0 | 0.077662 | 0.0348 | 0.0001 | 0.025 | 0.020423 | 0
3936 | 1 | 5.1766e-05 | 8.5214e-05 | 0 | 9.3987e-06 | 0.00011416 | 0 | 0.088871 | 0.0134 | 0.0001 | 0.025 | 0.0013373 | 0
3937 | 1 | 3.6621e-05 | 9.6209e-05 | 0 | 5.8742e-06 | 0.00011416 | 0 | 0.091273 | 0.0086 | 0.0001 | 0.025 | 0.026411 | 0
3938 | 1 | 2.3975e-05 | 0.00010713 | 0 | 2.3497e-06 | 0.00011416 | 0 | 0.07446 | 0.0073 | 0.0001 | 0.025 | 0.12178 | 0
3939 | 1 | 1.942e-05 | 0.00011513 | 0 | 1.1748e-06 | 0.00011416 | 0 | 0.060048 | 0.0071 | 0.0001 | 0.025 | 0.15333 | 0
3940 | 1 | 1.8077e-05 | 0.0001201 | 0 | 1.4098e-05 | 0.00011416 | 0 | 0.040833 | 0.0067 | 0.0001 | 0.016667 | 0.097883 | 0
3941 | 1 | 1.566e-05 | 9.5807e-05 | 0 | 3.7595e-05 | 0.00011416 | 0 | 0.018415 | 0.0055 | 0.0001 | 0.016667 | 0.02895 | 0
3942 | 1 | 2.1689e-05 | 6.45e-05 | 0 | 9.3987e-05 | 0.00011416 | 0 | 0.0096077 | 0.0033 | 0.0001 | 0.016667 | 0.0011832 | 0
3943 | 1 | 4.2416e-05 | 2.7521e-05 | 0 | 0.0001821 | 0.00011416 | 0.13455 | 0.0064051 | 0.0014 | 0.0001 | 0.025 | 0.0025314 | 0.13455
3944 | 1 | 6.5157e-05 | 0 | 0 | 0.0001586 | 0.00011416 | 0.31255 | 0.0048038 | 0.0006 | 0.0001 | 0.025 | 0.043658 | 0.31255
3945 | 1 | 8.3383e-05 | 0 | 0 | 0.00014685 | 0.00011416 | 0.57324 | 0.0048038 | 0.0002 | 0.0001 | 0.025 | 0.068679 | 0.57324
3946 | 1 | 9.748e-05 | 0 | 0 | 0.00016448 | 0.00011416 | 0.7209 | 0.0064051 | 0.0005 | 0.0001 | 0.025 | 0.047495 | 0.7209
3947 | 1 | 0.00010604 | 0 | 0 | 0.00018797 | 0.00011416 | 0.85051 | 0.0088071 | 0.0025 | 0.0001 | 0.025 | 0.01828 | 0.85051
3948 | 1 | 0.00010527 | 0 | 0 | 0.00020677 | 0.00011416 | 0.89961 | 0.0080064 | 0.006 | 0.0001 | 0.025 | 0.0013373 | 0.89961
3949 | 1 | 9.4727e-05 | 0 | 0 | 0.00018797 | 0.00011416 | 0.78927 | 0.016813 | 0.012 | 0.0001 | 0.025 | 0.02158 | 0.78927
3950 | 1 | 8.3555e-05 | 0 | 0 | 0.00019032 | 0.00011416 | 0.57295 | 0.021617 | 0.0168 | 0.0001 | 0.025 | 0.10201 | 0.57295
3951 | 1 | 8.0549e-05 | 0 | 0 | 0.00021382 | 0.00011416 | 0.66514 | 0.029624 | 0.0247 | 0.0001 | 0.025 | 0.12781 | 0.66514
3952 | 1 | 7.7145e-05 | 0 | 0 | 0.00022322 | 0.00011416 | 0.43327 | 0.046437 | 0.0395 | 0.0001 | 0.025 | 0.082233 | 0.43327
3953 | 1 | 8.1934e-05 | 0 | 0 | 0.00022322 | 0.00011416 | 0.21644 | 0.056845 | 0.0592 | 0.0001 | 0.025 | 0.024412 | 0.21644
3954 | 1 | 8.7557e-05 | 0 | 0 | 0.00016448 | 0.00011416 | 0.028425 | 0.071257 | 0.0861 | 0.0001 | 0.025 | 0.0011108 | 0.028425
3955 | 1 | 9.2591e-05 | 0 | 0 | 0.00011748 | 0.00011416 | 0 | 0.080865 | 0.1274 | 0.0001 | 0.025 | 0.0016988 | 0
3956 | 1 | 9.1142e-05 | 0 | 0 | 8.8113e-05 | 0.00011416 | 0 | 0.10488 | 0.1706 | 0.0001 | 0.025 | 0.034824 | 0
3957 | 1 | 8.2429e-05 | 1.9982e-05 | 0 | 5.8742e-05 | 0.00011416 | 0 | 0.11289 | 0.1963 | 0.0001 | 0.016667 | 0.057486 | 0
3958 | 1 | 9.0853e-05 | 3.3855e-05 | 0 | 3.7595e-05 | 0.00011416 | 0 | 0.1297 | 0.2217 | 0.0001 | 0.016667 | 0.041127 | 0
3959 | 1 | 7.8733e-05 | 4.4431e-05 | 0 | 2.3497e-05 | 0.00011416 | 0 | 0.13931 | 0.2561 | 0.0001 | 0.016667 | 0.016678 | 0
3960 | 1 | 5.3786e-05 | 5.279e-05 | 0 | 9.3987e-06 | 0.00011416 | 0 | 0.14572 | 0.2941 | 0.0001 | 0.016667 | 0.0013373 | 0
3961 | 1 | 4.1597e-05 | 5.8863e-05 | 0 | 5.8742e-06 | 0.00011416 | 0 | 0.1217 | 0.3325 | 0.0001 | 0.016667 | 0.017378 | 0
3962 | 1 | 3.3503e-05 | 6.368e-05 | 0 | 2.3497e-06 | 0.00011416 | 0 | 0.10008 | 0.3678 | 0.0001 | 0.016667 | 0.084504 | 0
3963 | 1 | 2.998e-05 | 6.7816e-05 | 0 | 1.1748e-06 | 0.00011416 | 0 | 0.10488 | 0.4099 | 0.0001 | 0.016667 | 0.10529 | 0
3964 | 1 | 3.3349e-05 | 7.2423e-05 | 0 | 1.4098e-05 | 0.00011416 | 0 | 0.11049 | 0.4468 | 0.0001 | 0.016667 | 0.068347 | 0
3965 | 1 | 4.5038e-05 | 7.2213e-05 | 0 | 3.7595e-05 | 0.00011416 | 0 | 0.11449 | 0.4594 | 0.0001 | 0.016667 | 0.020374 | 0
3966 | 1 | 7.7818e-05 | 6.6594e-05 | 0 | 9.3987e-05 | 0.00011416 | 0 | 0.11369 | 0.4461 | 0.0001 | 0.016667 | 0.0010414 | 0
3967 | 1 | 0.00011929 | 5.6804e-05 | 0 | 0.0001821 | 0.00011416 | 0 | 0.1233 | 0.4093 | 0.0001 | 0.016667 | 0.0010722 | 0
3968 | 1 | 0.00014359 | 4.3157e-05 | 0 | 0.0001586 | 0.00011416 | 0 | 0.1209 | 0.3611 | 0.0001 | 0.016667 | 0.02727 | 0
3969 | 1 | 0.00016017 | 2.9161e-05 | 0 | 0.00014685 | 0.00011416 | 0 | 0.13531 | 0.311 | 0.0001 | 0.016667 | 0.047581 | 0
3970 | 1 | 0.00017151 | 1.2565e-05 | 0 | 0.00016448 | 0.00011416 | 0 | 0.16093 | 0.2678 | 0.0001 | 0.016667 | 0.035355 | 0
3971 | 1 | 0.00018247 | 0 | 0 | 0.00018797 | 0.00011416 | 0 | 0.14972 | 0.2355 | 0.0001 | 0.0083333 | 0.015172 | 0
3972 | 1 | 0.000172 | 0 | 0 | 0.00020677 | 0.00011416 | 0.1808 | 0.14171 | 0.2149 | 0.0001 | 0.0083333 | 0.0013373 | 0.1808
3973 | 1 | 0.00016786 | 0 | 0 | 0.00018797 | 0.00011416 | 0.32166 | 0.11849 | 0.2089 | 0.0001 | 0.0083333 | 0.014612 | 0.32166
3974 | 1 | 0.00016012 | 0 | 0 | 0.00019032 | 0.00011416 | 0.10499 | 0.11689 | 0.2216 | 0.0001 | 0.0083333 | 0.072776 | 0.10499
3975 | 1 | 0.00015727 | 0 | 0 | 0.00021382 | 0.00011416 | 0.32108 | 0.13931 | 0.2415 | 0.0001 | 0.0083333 | 0.090263 | 0.32108
3976 | 1 | 0.00015166 | 0 | 0 | 0.00022322 | 0.00011416 | 0.31323 | 0.14572 | 0.2565 | 0.0001 | 0.0083333 | 0.059026 | 0.31323
3977 | 1 | 0.00015521 | 0 | 0 | 0.00022322 | 0.00011416 | 0.17523 | 0.14492 | 0.2706 | 0.0001 | 0.0083333 | 0.017657 | 0.17523
3978 | 1 | 0.0001525 | 0 | 0 | 0.00016448 | 0.00011416 | 0.083349 | 0.14972 | 0.2823 | 0.0001 | 0.0083333 | 0.00099127 | 0.083349
3979 | 1 | 0.00013608 | 0 | 0 | 0.00011748 | 0.00011416 | 0 | 0.16573 | 0.2845 | 0.0001 | 0.0083333 | 0.00071998 | 0
3980 | 1 | 0.00011796 | 3.3105e-05 | 0 | 8.8113e-05 | 0.00011416 | 0 | 0.15052 | 0.2649 | 0.0001 | 0.016667 | 0.022384 | 0
3981 | 1 | 0.00010223 | 6.0451e-05 | 0 | 5.8742e-05 | 0.00011416 | 0 | 0.15532 | 0.2297 | 0.0001 | 0.025 | 0.04095 | 0
3982 | 1 | 0.00010952 | 8.0817e-05 | 0 | 3.7595e-05 | 0.00011416 | 0 | 0.20176 | 0.1895 | 0.0001 | 0.025 | 0.0314 | 0
3983 | 1 | 9.5753e-05 | 9.8669e-05 | 0 | 2.3497e-05 | 0.00011416 | 0 | 0.19616 | 0.1529 | 0.0001 | 0.0083333 | 0.014105 | 0
3984 | 1 | 6.9154e-05 | 0.00011284 | 0 | 9.3987e-06 | 0.00011416 | 0 | 0.19936 | 0.1221 | 0.0001 | 0.0083333 | 0.0013373 | 0
3985 | 1 | 5.2233e-05 | 0.00012474 | 0 | 5.8742e-06 | 0.00011416 | 0 | 0.18335 | 0.0995 | 0.0001 | 0.0083333 | 0.012157 | 0
3986 | 1 | 4.2463e-05 | 0.00013659 | 0 | 2.3497e-06 | 0.00011416 | 0 | 0.18335 | 0.0825 | 0.0001 | 0.0083333 | 0.062188 | 0
3987 | 1 | 3.962e-05 | 0.00014781 | 0 | 1.1748e-06 | 0.00011416 | 0 | 0.16333 | 0.069 | 0.0001 | 0.0083333 | 0.076735 | 0
3988 | 1 | 4.2334e-05 | 0.00015711 | 0 | 1.4098e-05 | 0.00011416 | 0 | 0.14812 | 0.0568 | 0.0001 | 0.0083333 | 0.050594 | 0
3989 | 1 | 5.0084e-05 | 0.0001404 | 0 | 3.7595e-05 | 0.00011416 | 0 | 0.13131 | 0.0502 | 0.0001 | 0.0083333 | 0.015193 | 0
3990 | 1 | 8.3773e-05 | 0.00011321 | 0 | 9.3987e-05 | 0.00011416 | 0 | 0.10809 | 0.0467 | 0.0001 | 0.0083333 | 0.00094279 | 0
3991 | 1 | 0.00012393 | 8.2335e-05 | 0 | 0.0001821 | 0.00011416 | 0.14134 | 0.072058 | 0.0415 | 0.0001 | 0.0083333 | 0.00045479 | 0.14134
3992 | 1 | 0.00014945 | 5.8392e-05 | 0 | 0.0001586 | 0.00011416 | 0.24233 | 0.045637 | 0.0349 | 0.0001 | 0.0083333 | 0.01812 | 0.24233
3993 | 1 | 0.00015972 | 3.8585e-05 | 0 | 0.00014685 | 0.00011416 | 0.49592 | 0.038431 | 0.0268 | 0.0001 | 0.0083333 | 0.034965 | 0.49592
3994 | 1 | 0.00016735 | 2.0662e-05 | 0 | 0.00016448 | 0.00011416 | 0.16269 | 0.060849 | 0.0189 | 0.0001 | 0 | 0.027752 | 0.16269
3995 | 1 | 0.00017576 | 2.4781e-06 | 0 | 0.00018797 | 0.00011416 | 0.43684 | 0.077662 | 0.0119 | 0.0001 | 0 | 0.013088 | 0.43684
3996 | 1 | 0.00016652 | 0 | 0 | 0.00020677 | 0.00011416 | 0.14506 | 0.080064 | 0.0078 | 0.0001 | 0 | 0.0013373 | 0.14506
3997 | 1 | 0.00016854 | 0 | 0 | 0.00018797 | 0.00011416 | 0.15648 | 0.084868 | 0.0083 | 0.0001 | 0 | 0.010683 | 0.15648
3998 | 1 | 0.00016661 | 0 | 0 | 0.00019032 | 0.00011416 | 0.53788 | 0.093675 | 0.0076 | 0.0001 | 0.0083333 | 0.055732 | 0.53788
3999 | 1 | 0.0001617 | 0 | 0 | 0.00021382 | 0.00011416 | 0.71456 | 0.089672 | 0.0053 | 0.0001 | 0.033333 | 0.068513 | 0.71456
4000 | 1 | 0.00015602 | 0 | 0 | 0.00022322 | 0.00011416 | 0.50335 | 0.071257 | 0.0037 | 0.0001 | 0.025 | 0.045444 | 0.50335
4001 | 1 | 0.00015532 | 0 | 0 | 0.00022322 | 0.00011416 | 0.33508 | 0.079263 | 0.0025 | 0.0001 | 0.016667 | 0.013684 | 0.33508
4002 | 1 | 0.00014991 | 0 | 0 | 0.00016448 | 0.00011416 | 0.042309 | 0.1289 | 0.0012 | 0.0001 | 0.025 | 0.00091137 | 0.042309
4003 | 1 | 0.00013745 | 1.2233e-05 | 0 | 0.00011748 | 0.00011416 | 0 | 0.17214 | 0.0004 | 0.0001 | 0.025 | 0.00032027 | 0
4004 | 1 | 0.00012043 | 5.4204e-05 | 0 | 8.8113e-05 | 0.00011416 | 0 | 0.15693 | 0.0006 | 0.0001 | 0.025 | 0.015602 | 0
4005 | 1 | 0.00010357 | 8.1078e-05 | 0 | 5.8742e-05 | 0.00011416 | 0 | 0.10248 | 0.0027 | 0.0001 | 0.0083333 | 0.031318 | 0
4006 | 1 | 0.00011384 | 8.9787e-05 | 0 | 3.7595e-05 | 0.00011416 | 0 | 0.072858 | 0.0061 | 0.0001 | 0.0083333 | 0.025484 | 0
4007 | 1 | 9.9857e-05 | 9.8582e-05 | 0 | 2.3497e-05 | 0.00011416 | 0 | 0.067254 | 0.0089 | 0.0001 | 0.0083333 | 0.012438 | 0
4008 | 1 | 7.4817e-05 | 0.00010455 | 0 | 9.3987e-06 | 0.00011416 | 0 | 0.073659 | 0.0178 | 0.0001 | 0.0083333 | 0.0013373 | 0
4009 | 1 | 6.0718e-05 | 0.00011207 | 0 | 5.8742e-06 | 0.00011416 | 0 | 0.058447 | 0.0341 | 0.0001 | 0.0083333 | 0.0099928 | 0
4010 | 1 | 5.1514e-05 | 0.00011961 | 0 | 2.3497e-06 | 0.00011416 | 0 | 0.053643 | 0.0526 | 0.0001 | 0 | 0.052679 | 0
4011 | 1 | 4.6005e-05 | 0.00012418 | 0 | 1.1748e-06 | 0.00011416 | 0 | 0.03763 | 0.0771 | 0.0001 | 0 | 0.064631 | 0
4012 | 1 | 4.9309e-05 | 0.00012846 | 0 | 1.4098e-05 | 0.00011416 | 0 | 0.022418 | 0.1038 | 0.0001 | 0 | 0.043006 | 0
4013 | 1 | 5.4711e-05 | 0.00011314 | 0 | 3.7595e-05 | 0.00011416 | 0 | 0.018415 | 0.1401 | 0.0001 | 0 | 0.012969 | 0
4014 | 1 | 8.5474e-05 | 7.963e-05 | 0 | 9.3987e-05 | 0.00011416 | 0 | 0.020817 | 0.1785 | 0.0001 | 0 | 0.00089592 | 0
4015 | 1 | 0.00012556 | 3.752e-05 | 0 | 0.0001821 | 0.00011416 | 0.14789 | 0.021617 | 0.214 | 0.0001 | 0 | 0.00026432 | 0.14789
4016 | 1 | 0.00015429 | 3.8742e-06 | 0 | 0.0001586 | 0.00011416 | 0.35225 | 0.019215 | 0.2499 | 0.0001 | 0 | 0.014435 | 0.35225
4017 | 1 | 0.00016708 | 0 | 0 | 0.00014685 | 0.00011416 | 0.57155 | 0.021617 | 0.2848 | 0.0001 | 0 | 0.029594 | 0.57155
4018 | 1 | 0.00017242 | 0 | 0 | 0.00016448 | 0.00011416 | 0.73217 | 0.021617 | 0.3193 | 0.0001 | 0 | 0.024398 | 0.73217
4019 | 1 | 0.000177 | 0 | 0 | 0.00018797 | 0.00011416 | 0.62947 | 0.026421 | 0.3534 | 0.0001 | 0 | 0.012122 | 0.62947
4020 | 1 | 0.00017094 | 0 | 0 | 0.00020677 | 0.00011416 | 0.47063 | 0.039231 | 0.3822 | 0.0001 | 0 | 0.0013373 | 0.47063
4021 | 1 | 0.00016768 | 0 | 0 | 0.00018797 | 0.00011416 | 0.59758 | 0.066453 | 0.4113 | 0.0001 | 0.025 | 0.0099928 | 0.59758
4022 | 1 | 0.00016529 | 0 | 0 | 0.00019032 | 0.00011416 | 0.78095 | 0.10248 | 0.4218 | 0.0001 | 0.025 | 0.052679 | 0.78095
4023 | 1 | 0.00016159 | 0 | 0 | 0.00021382 | 0.00011416 | 0.53184 | 0.13771 | 0.4389 | 0.0001 | 0.016667 | 0.064631 | 0.53184
4024 | 1 | 0.00015788 | 0 | 0 | 0.00022322 | 0.00011416 | 0.06201 | 0.18495 | 0.49 | 0.0001 | 0.016667 | 0.043006 | 0.06201
4025 | 1 | 0.00015882 | 0 | 0 | 0.00022322 | 0.00011416 | 0.031802 | 0.20897 | 0.5405 | 0.0001 | 0.016667 | 0.012969 | 0.031802
4026 | 1 | 0.00015417 | 0 | 0 | 0.00016448 | 0.00011416 | 0.077398 | 0.21857 | 0.5761 | 0.0001 | 0.016667 | 0.00089592 | 0.077398
4027 | 1 | 0.00013651 | 0 | 0 | 0.00011748 | 0.00011416 | 0 | 0.22098 | 0.6049 | 0.0001 | 0.016667 | 0.00026432 | 0
4028 | 1 | 0.00012342 | 0 | 0 | 8.8113e-05 | 0.00011416 | 0 | 0.20657 | 0.5772 | 0.0001 | 0.016667 | 0.014435 | 0
4029 | 1 | 0.00011374 | 0 | 0 | 5.8742e-05 | 0.00011416 | 0 | 0.19696 | 0.52 | 0.0001 | 0.016667 | 0.029594 | 0
4030 | 1 | 0.00012108 | 1.1047e-05 | 0 | 3.7595e-05 | 0.00011416 | 0 | 0.19616 | 0.5094 | 0.0001 | 0.016667 | 0.024398 | 0
4031 | 1 | 0.00010432 | 1.8376e-05 | 0 | 2.3497e-05 | 0.00011416 | 0 | 0.21457 | 0.5171 | 0.0001 | 0.0083333 | 0.012122 | 0
4032 | 1 | 7.8736e-05 | 2.1762e-05 | 0 | 9.3987e-06 | 0.00011416 | 0 | 0.22258 | 0.4914 | 0.0001 | 0.0083333 | 0.0013373 | 0
4033 | 1 | 6.5524e-05 | 2.3297e-05 | 0 | 5.8742e-06 | 0.00011416 | 0 | 0.20096 | 0.449 | 0.0001 | 0 | 0.010683 | 0
4034 | 1 | 5.7768e-05 | 2.5409e-05 | 0 | 2.3497e-06 | 0.00011416 | 0 | 0.18495 | 0.3869 | 0.0001 | 0 | 0.055732 | 0
4035 | 1 | 5.562e-05 | 2.6316e-05 | 0 | 1.1748e-06 | 0.00011416 | 0 | 0.17134 | 0.3915 | 0.0001 | 0 | 0.068513 | 0
4036 | 1 | 5.9844e-05 | 2.78e-05 | 0 | 1.4098e-05 | 0.00011416 | 0 | 0.15933 | 0.4416 | 0.0001 | 0 | 0.045444 | 0
4037 | 1 | 6.5587e-05 | 2.7364e-05 | 0 | 3.7595e-05 | 0.00011416 | 0 | 0.13931 | 0.3082 | 0.0001 | 0 | 0.013684 | 0
4038 | 1 | 9.4754e-05 | 2.4711e-05 | 0 | 9.3987e-05 | 0.00011416 | 0 | 0.1289 | 0.2583 | 0.0001 | 0 | 0.00091137 | 0
4039 | 1 | 0.00013112 | 1.8917e-05 | 0 | 0.0001821 | 0.00011416 | 0.005694 | 0.099279 | 0.3013 | 0.0001 | 0.025 | 0.00032027 | 0.005694
4040 | 1 | 0.00015266 | 8.5337e-06 | 0 | 0.0001586 | 0.00011416 | 0 | 0.065653 | 0.2501 | 0.0001 | 0.025 | 0.015602 | 0
4041 | 1 | 0.00016933 | 0 | 0 | 0.00014685 | 0.00011416 | 0 | 0.06245 | 0.251 | 0.0001 | 0.025 | 0.031318 | 0
4042 | 1 | 0.00017216 | 0 | 0 | 0.00016448 | 0.00011416 | 0 | 0.072858 | 0.2816 | 0.0001 | 0.025 | 0.025484 | 0
4043 | 1 | 0.00018 | 0 | 0 | 0.00018797 | 0.00011416 | 0 | 0.097678 | 0.2528 | 0.0001 | 0.025 | 0.012438 | 0
4044 | 1 | 0.0001711 | 0 | 0 | 0.00020677 | 0.00011416 | 0.21374 | 0.13131 | 0.2205 | 0.0001 | 0.025 | 0.0013373 | 0.21374
4045 | 1 | 0.00016668 | 0 | 0 | 0.00018797 | 0.00011416 | 0.31276 | 0.16813 | 0.1868 | 0.0001 | 0.025 | 0.012157 | 0.31276
4046 | 1 | 0.00016108 | 0 | 0 | 0.00019032 | 0.00011416 | 0.36476 | 0.23699 | 0.1419 | 0.0001 | 0.025 | 0.062188 | 0.36476
4047 | 1 | 0.00015807 | 0 | 0 | 0.00021382 | 0.00011416 | 0.42405 | 0.29063 | 0.1006 | 0.0001 | 0.025 | 0.076735 | 0.42405
4048 | 1 | 0.00015162 | 0 | 0 | 0.00022322 | 0.00011416 | 0.25736 | 0.26501 | 0.0559 | 0.0001 | 0.025 | 0.050594 | 0.25736
4049 | 1 | 0.00014766 | 1.5008e-05 | 0 | 0.00022322 | 0.00011416 | 0.039557 | 0.22178 | 0.0231 | 0.0001 | 0.025 | 0.015193 | 0.039557
4050 | 1 | 0.0001401 | 3.033e-05 | 0 | 0.00016448 | 0.00011416 | 0.028169 | 0.21217 | 0.0037 | 0.0001 | 0.033333 | 0.00094279 | 0.028169
4051 | 1 | 0.00012422 | 4.5269e-05 | 0 | 0.00011748 | 0.00011416 | 0 | 0.19696 | 0.0001 | 0.0001 | 0.025 | 0.00045479 | 0
4052 | 1 | 0.00011117 | 7.3016e-05 | 0 | 8.8113e-05 | 0.00011416 | 0 | 0.15532 | 0 | 0.0001 | 0.025 | 0.01812 | 0
4053 | 1 | 9.7461e-05 | 9.6697e-05 | 0 | 5.8742e-05 | 0.00011416 | 0 | 0.088871 | 0.0046 | 0.0001 | 0.025 | 0.034965 | 0
4054 | 1 | 0.0001069 | 0.00010157 | 0 | 3.7595e-05 | 0.00011416 | 0 | 0.06245 | 0.0265 | 0.0001 | 0.025 | 0.027752 | 0
4055 | 1 | 9.4113e-05 | 0.00010556 | 0 | 2.3497e-05 | 0.00011416 | 0 | 0.055244 | 0.0523 | 0.0001 | 0.016667 | 0.013088 | 0
4056 | 1 | 7.0845e-05 | 0.0001068 | 0 | 9.3987e-06 | 0.00011416 | 0 | 0.047238 | 0.0821 | 0.0001 | 0.016667 | 0.0013373 | 0
4057 | 1 | 5.8344e-05 | 0.00010431 | 0 | 5.8742e-06 | 0.00011416 | 0 | 0.052042 | 0.1287 | 0.0001 | 0.0083333 | 0.014612 | 0
4058 | 1 | 4.9808e-05 | 0.0001012 | 0 | 2.3497e-06 | 0.00011416 | 0 | 0.057646 | 0.1989 | 0.0001 | 0.0083333 | 0.072776 | 0
4059 | 1 | 4.6264e-05 | 0.00010054 | 0 | 1.1748e-06 | 0.00011416 | 0 | 0.066453 | 0.2605 | 0.0001 | 0.0083333 | 0.090263 | 0
4060 | 1 | 4.7452e-05 | 0.00010307 | 0 | 1.4098e-05 | 0.00011416 | 0 | 0.072058 | 0.2839 | 0.0001 | 0.0083333 | 0.059026 | 0
4061 | 1 | 5.3728e-05 | 9.5005e-05 | 0 | 3.7595e-05 | 0.00011416 | 0 | 0.058447 | 0.2757 | 0.0001 | 0.0083333 | 0.017657 | 0
4062 | 1 | 8.4106e-05 | 7.5512e-05 | 0 | 9.3987e-05 | 0.00011416 | 0 | 0.072058 | 0.2517 | 0.0001 | 0.0083333 | 0.00099127 | 0
4063 | 1 | 0.00012032 | 5.1935e-05 | 0 | 0.0001821 | 0.00011416 | 0.032816 | 0.066453 | 0.2287 | 0.0001 | 0.0083333 | 0.00071998 | 0.032816
4064 | 1 | 0.0001449 | 3.0889e-05 | 0 | 0.0001586 | 0.00011416 | 0.079226 | 0.056845 | 0.202 | 0.0001 | 0.016667 | 0.022384 | 0.079226
4065 | 1 | 0.00015588 | 1.5217e-05 | 0 | 0.00014685 | 0.00011416 | 0.41665 | 0.070456 | 0.1859 | 0.0001 | 0.025 | 0.04095 | 0.41665
4066 | 1 | 0.00016282 | 1.972e-06 | 0 | 0.00016448 | 0.00011416 | 0.28978 | 0.081665 | 0.1835 | 0.0001 | 0.016667 | 0.0314 | 0.28978
4067 | 1 | 0.00016962 | 0 | 0 | 0.00018797 | 0.00011416 | 0.073933 | 0.11849 | 0.195 | 0.0001 | 0.016667 | 0.014105 | 0.073933
4068 | 1 | 0.00016563 | 0 | 0 | 0.00020677 | 0.00011416 | 0.017193 | 0.16253 | 0.2149 | 0.0001 | 0.016667 | 0.0013373 | 0.017193
4069 | 1 | 0.00015934 | 0 | 0 | 0.00018797 | 0.00011416 | 0.013438 | 0.18975 | 0.2157 | 0.0001 | 0.016667 | 0.017378 | 0.013438
4070 | 1 | 0.00015471 | 0 | 0 | 0.00019032 | 0.00011416 | 0 | 0.22098 | 0.2007 | 0.0001 | 0.016667 | 0.084504 | 0
4071 | 1 | 0.00014603 | 0 | 0 | 0.00021382 | 0.00011416 | 0.11224 | 0.245 | 0.183 | 0.0001 | 0.016667 | 0.10529 | 0.11224
4072 | 1 | 0.00014163 | 2.9318e-06 | 0 | 0.00022322 | 0.00011416 | 0.0010363 | 0.21457 | 0.151 | 0.0001 | 0.016667 | 0.068347 | 0.0010363
4073 | 1 | 0.00014059 | 1.4537e-05 | 0 | 0.00022322 | 0.00011416 | 0.056784 | 0.18895 | 0.1162 | 0.0001 | 0.016667 | 0.020374 | 0.056784
4074 | 1 | 0.00012831 | 2.6578e-05 | 0 | 0.00016448 | 0.00011416 | 0.0042677 | 0.16333 | 0.0824 | 0.0001 | 0.016667 | 0.0010414 | 0.0042677
4075 | 1 | 0.00011182 | 4.0539e-05 | 0 | 0.00011748 | 0.00011416 | 0 | 0.13371 | 0.052 | 0.0001 | 0.016667 | 0.0010722 | 0
4076 | 1 | 9.9514e-05 | 6.251e-05 | 0 | 8.8113e-05 | 0.00011416 | 0 | 0.095276 | 0.0291 | 0.0001 | 0.016667 | 0.02727 | 0
4077 | 1 | 9.1959e-05 | 7.9543e-05 | 0 | 5.8742e-05 | 0.00011416 | 0 | 0.063251 | 0.0162 | 0.0001 | 0.016667 | 0.047581 | 0
4078 | 1 | 0.00010098 | 8.4743e-05 | 0 | 3.7595e-05 | 0.00011416 | 0 | 0.045637 | 0.0191 | 0.0001 | 0.016667 | 0.035355 | 0
4079 | 1 | 9.0139e-05 | 8.9246e-05 | 0 | 2.3497e-05 | 0.00011416 | 0 | 0.038431 | 0.0384 | 0.0001 | 0.0083333 | 0.015172 | 0
4080 | 1 | 6.3272e-05 | 9.4376e-05 | 0 | 9.3987e-06 | 0.00011416 | 0 | 0.033627 | 0.0678 | 0.0001 | 0.0083333 | 0.0013373 | 0
4081 | 1 | 4.7894e-05 | 9.8268e-05 | 0 | 5.8742e-06 | 0.00011416 | 0 | 0.042434 | 0.1067 | 0.0001 | 0.0083333 | 0.020473 | 0
4082 | 1 | 3.8162e-05 | 0.00010225 | 0 | 2.3497e-06 | 0.00011416 | 0 | 0.05044 | 0.1249 | 0.0001 | 0.0083333 | 0.097428 | 0
4083 | 1 | 3.2446e-05 | 0.00011019 | 0 | 1.1748e-06 | 0.00011416 | 0 | 0.05044 | 0.1207 | 0.0001 | 0.0083333 | 0.12191 | 0
4084 | 1 | 2.8162e-05 | 0.00011694 | 0 | 1.4098e-05 | 0.00011416 | 0 | 0.051241 | 0.1014 | 0.0001 | 0.0083333 | 0.0786 | 0
4085 | 1 | 2.3638e-05 | 0.00010103 | 0 | 3.7595e-05 | 0.00011416 | 0 | 0.045637 | 0.0754 | 0.0001 | 0.0083333 | 0.023356 | 0
4086 | 1 | 3.1017e-05 | 8.1061e-05 | 0 | 9.3987e-05 | 0.00011416 | 0 | 0.034428 | 0.0458 | 0.0001 | 0.0083333 | 0.0010931 | 0
4087 | 1 | 5.223e-05 | 6.3104e-05 | 0 | 0.0001821 | 0.00011416 | 0.050979 | 0.028823 | 0.022 | 0.0001 | 0.0083333 | 0.0015239 | 0.050979
4088 | 1 | 7.581e-05 | 4.3523e-05 | 0 | 0.0001586 | 0.00011416 | 0.16575 | 0.026421 | 0.0093 | 0.0001 | 0.0083333 | 0.032819 | 0.16575
4089 | 1 | 0.00010029 | 2.2844e-05 | 0 | 0.00014685 | 0.00011416 | 0.18001 | 0.026421 | 0.0045 | 0.0001 | 0.0083333 | 0.054893 | 0.18001
4090 | 1 | 0.00011022 | 3.1238e-06 | 0 | 0.00016448 | 0.00011416 | 0.045552 | 0.016813 | 0.0039 | 0.0001 | 0.0083333 | 0.039629 | 0.045552
4091 | 1 | 0.00012085 | 0 | 0 | 0.00018797 | 0.00011416 | 0 | 0.01201 | 0.006 | 0.0001 | 0.0083333 | 0.016293 | 0
4092 | 1 | 0.00011922 | 0 | 0 | 0.00020677 | 0.00011416 | 0.36836 | 0.011209 | 0.0084 | 0.0001 | 0.0083333 | 0.0013373 | 0.36836
4093 | 1 | 0.00011109 | 0 | 0 | 0.00018797 | 0.00011416 | 0.15633 | 0.011209 | 0.0089 | 0.0001 | 0.016667 | 0.025142 | 0.15633
4094 | 1 | 0.00010099 | 0 | 0 | 0.00019032 | 0.00011416 | 0.0047691 | 0.011209 | 0.0099 | 0.0001 | 0.025 | 0.11662 | 0.0047691
4095 | 1 | 9.6855e-05 | 0 | 0 | 0.00021382 | 0.00011416 | 0.12473 | 0.01281 | 0.0107 | 0.0001 | 0.025 | 0.14666 | 0.12473
4096 | 1 | 9.2455e-05 | 0 | 0 | 0.00022322 | 0.00011416 | 0.032058 | 0.01201 | 0.0149 | 0.0001 | 0.033333 | 0.0938 | 0.032058
4097 | 1 | 9.4311e-05 | 0 | 0 | 0.00022322 | 0.00011416 | 0.0017271 | 0.010408 | 0.0244 | 0.0001 | 0.025 | 0.027767 | 0.0017271
4098 | 1 | 9.7362e-05 | 0 | 0 | 0.00016448 | 0.00011416 | 0 | 0.0096077 | 0.0448 | 0.0001 | 0.025 | 0.0011648 | 0
4099 | 1 | 9.3346e-05 | 1.1326e-05 | 0 | 0.00011748 | 0.00011416 | 0 | 0.0096077 | 0.0713 | 0.0001 | 0.025 | 0.0023023 | 0
4100 | 1 | 8.2965e-05 | 2.9877e-05 | 0 | 8.8113e-05 | 0.00011416 | 0 | 0.020016 | 0.0867 | 0.0001 | 0.016667 | 0.041324 | 0
4101 | 1 | 8.0699e-05 | 4.0016e-05 | 0 | 5.8742e-05 | 0.00011416 | 0 | 0.044836 | 0.0888 | 0.0001 | 0.016667 | 0.065756 | 0
4102 | 1 | 8.3612e-05 | 4.6228e-05 | 0 | 3.7595e-05 | 0.00011416 | 0 | 0.033627 | 0.0939 | 0.0001 | 0.016667 | 0.045845 | 0
4103 | 1 | 7.0119e-05 | 5.6368e-05 | 0 | 2.3497e-05 | 0.00011416 | 0 | 0.026421 | 0.1197 | 0.0001 | 0.025 | 0.017871 | 0
4104 | 1 | 5.411e-05 | 6.9596e-05 | 0 | 9.3987e-06 | 0.00011416 | 0 | 0.044035 | 0.1478 | 0.0001 | 0.025 | 0.0013373 | 0
4105 | 1 | 3.9922e-05 | 7.7518e-05 | 0 | 5.8742e-06 | 0.00011416 | 0 | 0.056045 | 0.1524 | 0.0001 | 0.025 | 0.029075 | 0
4106 | 1 | 2.9246e-05 | 8.0415e-05 | 0 | 2.3497e-06 | 0.00011416 | 0 | 0.048839 | 0.1472 | 0.0001 | 0.025 | 0.13256 | 0
4107 | 1 | 2.2804e-05 | 8.066e-05 | 0 | 1.1748e-06 | 0.00011416 | 0 | 0.044836 | 0.1454 | 0.0001 | 0.025 | 0.16727 | 0
4108 | 1 | 1.9476e-05 | 7.9665e-05 | 0 | 1.4098e-05 | 0.00011416 | 0 | 0.034428 | 0.1486 | 0.0001 | 0.025 | 0.1064 | 0
4109 | 1 | 1.6154e-05 | 6.7065e-05 | 0 | 3.7595e-05 | 0.00011416 | 0 | 0.031225 | 0.1584 | 0.0001 | 0.025 | 0.031417 | 0
4110 | 1 | 2.2282e-05 | 4.6909e-05 | 0 | 9.3987e-05 | 0.00011416 | 0 | 0.032026 | 0.1784 | 0.0001 | 0.033333 | 0.0012206 | 0
4111 | 1 | 3.7879e-05 | 1.8167e-05 | 0 | 0.0001821 | 0.00011416 | 0 | 0.042434 | 0.2194 | 0.0001 | 0.041667 | 0.0030341 | 0
4112 | 1 | 6.0513e-05 | 0 | 0 | 0.0001586 | 0.00011416 | 0 | 0.057646 | 0.2615 | 0.0001 | 0.041667 | 0.048587 | 0
4113 | 1 | 8.1119e-05 | 0 | 0 | 0.00014685 | 0.00011416 | 0.0021729 | 0.096878 | 0.3073 | 0.0001 | 0.041667 | 0.074782 | 0.0021729
4114 | 1 | 9.2835e-05 | 0 | 0 | 0.00016448 | 0.00011416 | 0.12262 | 0.13211 | 0.3174 | 0.0001 | 0.041667 | 0.050911 | 0.12262
4115 | 1 | 0.00010609 | 0 | 0 | 0.00018797 | 0.00011416 | 0.0084797 | 0.18975 | 0.3214 | 0.0001 | 0.025 | 0.019119 | 0.0084797
4116 | 1 | 0.00011035 | 0 | 0 | 0.00020677 | 0.00011416 | 0.17434 | 0.25781 | 0.3217 | 0.0001 | 0.016667 | 0.0013373 | 0.17434
4117 | 1 | 9.3261e-05 | 0 | 0 | 0.00018797 | 0.00011416 | 0.58626 | 0.36669 | 0.2987 | 0.0001 | 0.016667 | 0.03493 | 0.58626
4118 | 1 | 8.1545e-05 | 0 | 0 | 0.00019032 | 0.00011416 | 0.57451 | 0.39151 | 0.2506 | 0.0001 | 0.016667 | 0.15599 | 0.57451
4119 | 1 | 7.528e-05 | 0 | 0 | 0.00021382 | 0.00011416 | 0.39806 | 0.3771 | 0.2107 | 0.0001 | 0.016667 | 0.19764 | 0.39806
4120 | 1 | 7.2283e-05 | 0 | 0 | 0.00022322 | 0.00011416 | 0.20066 | 0.41793 | 0.1698 | 0.0001 | 0.016667 | 0.1249 | 0.20066
4121 | 1 | 7.6429e-05 | 0 | 0 | 0.00022322 | 0.00011416 | 0.15425 | 0.38671 | 0.1363 | 0.0001 | 0.016667 | 0.036762 | 0.15425
4122 | 1 | 8.3519e-05 | 0 | 0 | 0.00016448 | 0.00011416 | 0.02145 | 0.3691 | 0.1332 | 0.0001 | 0.016667 | 0.0012976 | 0.02145
4123 | 1 | 8.685e-05 | 0 | 0 | 0.00011748 | 0.00011416 | 0 | 0.25701 | 0.1763 | 0.0001 | 0.016667 | 0.0042308 | 0
4124 | 1 | 8.4428e-05 | 2.1308e-05 | 0 | 8.8113e-05 | 0.00011416 | 0 | 0.20016 | 0.2392 | 0.0001 | 0.016667 | 0.059529 | 0
4125 | 1 | 7.5773e-05 | 3.9195e-05 | 0 | 5.8742e-05 | 0.00011416 | 0 | 0.17614 | 0.2359 | 0.0001 | 0.016667 | 0.088053 | 0
4126 | 1 | 7.9766e-05 | 4.5391e-05 | 0 | 3.7595e-05 | 0.00011416 | 0 | 0.16413 | 0.2046 | 0.0001 | 0.016667 | 0.058228 | 0
4127 | 1 | 6.8234e-05 | 5.2179e-05 | 0 | 2.3497e-05 | 0.00011416 | 0 | 0.16333 | 0.1965 | 0.0001 | 0.016667 | 0.020871 | 0
4128 | 1 | 4.6713e-05 | 5.9823e-05 | 0 | 9.3987e-06 | 0.00011416 | 0 | 0.15452 | 0.2302 | 0.0001 | 0.016667 | 0.0013373 | 0
4129 | 1 | 3.784e-05 | 6.6018e-05 | 0 | 5.8742e-06 | 0.00011416 | 0 | 0.15933 | 0.2882 | 0.0001 | 0.016667 | 0.039802 | 0
4130 | 1 | 2.6223e-05 | 6.9055e-05 | 0 | 2.3497e-06 | 0.00011416 | 0 | 0.16253 | 0.3307 | 0.0001 | 0.016667 | 0.17527 | 0
4131 | 1 | 2.7649e-05 | 7.1498e-05 | 0 | 1.1748e-06 | 0.00011416 | 0 | 0.16013 | 0.3246 | 0.0001 | 0.025 | 0.22268 | 0
4132 | 1 | 2.9616e-05 | 7.4098e-05 | 0 | 1.4098e-05 | 0.00011416 | 0 | 0.16653 | 0.3037 | 0.0001 | 0.025 | 0.14009 | 0
4133 | 1 | 4.4524e-05 | 7.2266e-05 | 0 | 3.7595e-05 | 0.00011416 | 0 | 0.14652 | 0.282 | 0.0001 | 0.025 | 0.041147 | 0
4134 | 1 | 7.8705e-05 | 6.7083e-05 | 0 | 9.3987e-05 | 0.00011416 | 0 | 0.14171 | 0.2562 | 0.0001 | 0.025 | 0.0013575 | 0
4135 | 1 | 0.00011589 | 6.5442e-05 | 0 | 0.0001821 | 0.00011416 | 0 | 0.16974 | 0.2571 | 0.0001 | 0.016667 | 0.0053101 | 0
4136 | 1 | 0.00014232 | 6.614e-05 | 0 | 0.0001586 | 0.00011416 | 0 | 0.22578 | 0.273 | 0.0001 | 0.016667 | 0.068734 | 0
4137 | 1 | 0.00015859 | 6.4814e-05 | 0 | 0.00014685 | 0.00011416 | 0 | 0.32666 | 0.2951 | 0.0001 | 0.025 | 0.098975 | 0
4138 | 1 | 0.00016379 | 6.0259e-05 | 0 | 0.00016448 | 0.00011416 | 0 | 0.33467 | 0.3005 | 0.0001 | 0.025 | 0.064153 | 0
4139 | 1 | 0.0001747 | 5.3104e-05 | 0 | 0.00018797 | 0.00011416 | 0 | 0.30104 | 0.2823 | 0.0001 | 0.016667 | 0.022253 | 0
4140 | 1 | 0.00016992 | 4.7485e-05 | 0 | 0.00020677 | 0.00011416 | 0 | 0.34988 | 0.2563 | 0.0001 | 0.0083333 | 0.0013373 | 0
4141 | 1 | 0.0001712 | 4.1761e-05 | 0 | 0.00018797 | 0.00011416 | 0 | 0.34027 | 0.2338 | 0.0001 | 0.0083333 | 0.045108 | 0
4142 | 1 | 0.00016618 | 3.3838e-05 | 0 | 0.00019032 | 0.00011416 | 0 | 0.26101 | 0.1938 | 0.0001 | 0.025 | 0.19607 | 0
4143 | 1 | 0.00016103 | 2.855e-05 | 0 | 0.00021382 | 0.00011416 | 0 | 0.19936 | 0.162 | 0.0001 | 0.033333 | 0.24976 | 0
4144 | 1 | 0.00015756 | 3.1447e-05 | 0 | 0.00022322 | 0.00011416 | 0 | 0.19456 | 0.1541 | 0.0001 | 0.058333 | 0.15647 | 0
4145 | 1 | 0.00015968 | 4.2127e-05 | 0 | 0.00022322 | 0.00011416 | 0 | 0.14652 | 0.1697 | 0.0001 | 0.083333 | 0.045866 | 0
4146 | 1 | 0.000153 | 5.2458e-05 | 0 | 0.00016448 | 0.00011416 | 0 | 0.11609 | 0.1862 | 0.0001 | 0.1 | 0.0014192 | 0
4147 | 1 | 0.00014085 | 6.4151e-05 | 0 | 0.00011748 | 0.00011416 | 0 | 0.16573 | 0.2097 | 0.0001 | 0.1 | 0.0065588 | 0
4148 | 1 | 0.00012384 | 8.4272e-05 | 0 | 8.8113e-05 | 0.00011416 | 0 | 0.16253 | 0.2284 | 0.0001 | 0.125 | 0.078843 | 0
4149 | 1 | 0.00010479 | 0.00010413 | 0 | 5.8742e-05 | 0.00011416 | 0 | 0.13371 | 0.2848 | 0.0001 | 0.125 | 0.11077 | 0
4150 | 1 | 0.00010846 | 0.00011483 | 0 | 3.7595e-05 | 0.00011416 | 0 | 0.11289 | 0.3601 | 0.0001 | 0.125 | 0.070468 | 0
4151 | 1 | 9.3735e-05 | 0.00011649 | 0 | 2.3497e-05 | 0.00011416 | 0 | 0.14331 | 0.4232 | 0.0001 | 0.13333 | 0.023696 | 0
4152 | 1 | 7.1298e-05 | 0.00011258 | 0 | 9.3987e-06 | 0.00011416 | 0 | 0.15693 | 0.4712 | 0.0001 | 0.14167 | 0.0013373 | 0
4153 | 1 | 5.751e-05 | 0.00010961 | 0 | 5.8742e-06 | 0.00011416 | 0 | 0.18495 | 0.5 | 0.0001 | 0.15 | 0.050866 | 0
4154 | 1 | 4.5855e-05 | 0.00010902 | 0 | 2.3497e-06 | 0.00011416 | 0 | 0.18495 | 0.483 | 0.0001 | 0.15 | 0.21846 | 0
4155 | 1 | 4.3567e-05 | 0.00010968 | 0 | 1.1748e-06 | 0.00011416 | 0 | 0.19696 | 0.4377 | 0.0001 | 0.13333 | 0.27895 | 0
4156 | 1 | 4.639e-05 | 0.00010956 | 0 | 1.4098e-05 | 0.00011416 | 0 | 0.22418 | 0.3937 | 0.0001 | 0.091667 | 0.17408 | 0
4157 | 1 | 5.5143e-05 | 0.00010338 | 0 | 3.7595e-05 | 0.00011416 | 0 | 0.23699 | 0.3573 | 0.0001 | 0.075 | 0.050934 | 0
4158 | 1 | 8.7011e-05 | 8.942e-05 | 0 | 9.3987e-05 | 0.00011416 | 0 | 0.2482 | 0.3192 | 0.0001 | 0.066667 | 0.0014827 | 0
4159 | 1 | 0.00012688 | 7.0294e-05 | 0 | 0.0001821 | 0.00011416 | 0.024993 | 0.21617 | 0.2972 | 0.0001 | 0.066667 | 0.0079894 | 0.024993
4160 | 1 | 0.00015084 | 4.8916e-05 | 0 | 0.0001586 | 0.00011416 | 0.061319 | 0.16173 | 0.2945 | 0.0001 | 0.066667 | 0.089897 | 0.061319
4161 | 1 | 0.00016124 | 2.9458e-05 | 0 | 0.00014685 | 0.00011416 | 0.35317 | 0.14732 | 0.3156 | 0.0001 | 0.083333 | 0.12346 | 0.35317
4162 | 1 | 0.00016674 | 1.5514e-05 | 0 | 0.00016448 | 0.00011416 | 0.30354 | 0.13131 | 0.3351 | 0.0001 | 0.11667 | 0.077184 | 0.30354
4163 | 1 | 0.00017395 | 5.6717e-06 | 0 | 0.00018797 | 0.00011416 | 0.35011 | 0.16493 | 0.3324 | 0.0001 | 0.11667 | 0.025199 | 0.35011
4164 | 1 | 0.00016773 | 0 | 0 | 0.00020677 | 0.00011416 | 0.0012257 | 0.18895 | 0.3172 | 0.0001 | 0.091667 | 0.0013373 | 0.0012257
4165 | 1 | 0.00016569 | 0 | 0 | 0.00018797 | 0.00011416 | 0.13438 | 0.22578 | 0.3043 | 0.0001 | 0.075 | 0.054964 | 0.13438
4166 | 1 | 0.00016037 | 0 | 0 | 0.00019032 | 0.00011416 | 0.12878 | 0.2498 | 0.3051 | 0.0001 | 0.075 | 0.23429 | 0.12878
4167 | 1 | 0.00015761 | 0 | 0 | 0.00021382 | 0.00011416 | 0.061275 | 0.23619 | 0.2933 | 0.0001 | 0.066667 | 0.29961 | 0.061275
4168 | 1 | 0.00015067 | 2.6177e-07 | 0 | 0.00022322 | 0.00011416 | 0.047625 | 0.22098 | 0.2664 | 0.0001 | 0.058333 | 0.18653 | 0.047625
4169 | 1 | 0.00015159 | 1.1588e-05 | 0 | 0.00022322 | 0.00011416 | 0.077721 | 0.21297 | 0.2208 | 0.0001 | 0.066667 | 0.054511 | 0.077721
4170 | 1 | 0.00014779 | 2.6404e-05 | 0 | 0.00016448 | 0.00011416 | 0.011867 | 0.19376 | 0.1709 | 0.0001 | 0.066667 | 0.0015261 | 0.011867
4171 | 1 | 0.00013329 | 4.2686e-05 | 0 | 0.00011748 | 0.00011416 | 0 | 0.18094 | 0.1274 | 0.0001 | 0.083333 | 0.0090503 | 0
4172 | 1 | 0.00011554 | 6.1376e-05 | 0 | 8.8113e-05 | 0.00011416 | 0 | 0.1297 | 0.0887 | 0.0001 | 0.083333 | 0.097813 | 0
4173 | 1 | 0.00010675 | 7.6873e-05 | 0 | 5.8742e-05 | 0.00011416 | 0 | 0.10969 | 0.0578 | 0.0001 | 0.083333 | 0.13243 | 0
4174 | 1 | 0.00011181 | 8.7117e-05 | 0 | 3.7595e-05 | 0.00011416 | 0 | 0.068855 | 0.0345 | 0.0001 | 0.083333 | 0.08189 | 0
4175 | 1 | 9.9872e-05 | 9.4341e-05 | 0 | 2.3497e-05 | 0.00011416 | 0 | 0.047238 | 0.0119 | 0.0001 | 0.1 | 0.026235 | 0
4176 | 1 | 7.4705e-05 | 9.6593e-05 | 0 | 9.3987e-06 | 0.00011416 | 0 | 0.042434 | 0.0044 | 0.0001 | 0.1 | 0.0013373 | 0
4177 | 1 | 5.9213e-05 | 9.8041e-05 | 0 | 5.8742e-06 | 0.00011416 | 0 | 0.033627 | 0.0042 | 0.0001 | 0.1 | 0.061516 | 0
4178 | 1 | 4.9212e-05 | 0.00010029 | 0 | 2.3497e-06 | 0.00011416 | 0 | 0.022418 | 0.0096 | 0.0001 | 0.05 | 0.25945 | 0
4179 | 1 | 4.4123e-05 | 0.00010312 | 0 | 1.1748e-06 | 0.00011416 | 0 | 0.017614 | 0.0283 | 0.0001 | 0.033333 | 0.33249 | 0
4180 | 1 | 4.6204e-05 | 0.00010616 | 0 | 1.4098e-05 | 0.00011416 | 0 | 0.01201 | 0.0605 | 0.0001 | 0.041667 | 0.20629 | 0
4181 | 1 | 5.5035e-05 | 9.5668e-05 | 0 | 3.7595e-05 | 0.00011416 | 0 | 0.013611 | 0.0992 | 0.0001 | 0.066667 | 0.060186 | 0
4182 | 1 | 8.6332e-05 | 7.6e-05 | 0 | 9.3987e-05 | 0.00011416 | 0 | 0.020016 | 0.1362 | 0.0001 | 0.05 | 0.0015928 | 0
4183 | 1 | 0.00012377 | 5.1115e-05 | 0 | 0.0001821 | 0.00011416 | 0.004992 | 0.028823 | 0.176 | 0.0001 | 0.025 | 0.010812 | 0.004992
4184 | 1 | 0.00014884 | 2.691e-05 | 0 | 0.0001586 | 0.00011416 | 0.23866 | 0.028022 | 0.2147 | 0.0001 | 0.025 | 0.11054 | 0.23866
4185 | 1 | 0.00016771 | 2.0069e-06 | 0 | 0.00014685 | 0.00011416 | 0.49071 | 0.023219 | 0.2478 | 0.0001 | 0.033333 | 0.1467 | 0.49071
4186 | 1 | 0.00017149 | 0 | 0 | 0.00016448 | 0.00011416 | 0.17163 | 0.019215 | 0.2703 | 0.0001 | 0.083333 | 0.089302 | 0.17163
4187 | 1 | 0.00017819 | 0 | 0 | 0.00018797 | 0.00011416 | 0.17326 | 0.023219 | 0.2783 | 0.0001 | 0.066667 | 0.027843 | 0.17326
4188 | 1 | 0.00017289 | 0 | 0 | 0.00020677 | 0.00011416 | 0.51581 | 0.027222 | 0.2671 | 0.0001 | 0.016667 | 0.0013373 | 0.51581
4189 | 1 | 0.00017093 | 0 | 0 | 0.00018797 | 0.00011416 | 0.31404 | 0.028823 | 0.2508 | 0.0001 | 0.016667 | 0.06381 | 0.31404
4190 | 1 | 0.00016562 | 0 | 0 | 0.00019032 | 0.00011416 | 0.37453 | 0.029624 | 0.2256 | 0.0001 | 0.05 | 0.26822 | 0.37453
4191 | 1 | 0.0001623 | 0 | 0 | 0.00021382 | 0.00011416 | 0.40757 | 0.027222 | 0.2076 | 0.0001 | 0.05 | 0.34396 | 0.40757
4192 | 1 | 0.00015628 | 0 | 0 | 0.00022322 | 0.00011416 | 0.13573 | 0.026421 | 0.1932 | 0.0001 | 0.05 | 0.21317 | 0.13573
4193 | 1 | 0.00015446 | 0 | 0 | 0.00022322 | 0.00011416 | 0.077811 | 0.024019 | 0.177 | 0.0001 | 0.041667 | 0.062162 | 0.077811
4194 | 1 | 0.00014993 | 0 | 0 | 0.00016448 | 0.00011416 | 0.046544 | 0.023219 | 0.153 | 0.0001 | 0.033333 | 0.0016155 | 0.046544
4195 | 1 | 0.00013575 | 0 | 0 | 0.00011748 | 0.00011416 | 0 | 0.016013 | 0.1277 | 0.0001 | 0.025 | 0.011446 | 0
4196 | 1 | 0.00012524 | 0 | 0 | 8.8113e-05 | 0.00011416 | 0 | 0.011209 | 0.1197 | 0.0001 | 0.025 | 0.11501 | 0
4197 | 1 | 0.0001164 | 0 | 0 | 5.8742e-05 | 0.00011416 | 0 | 0.011209 | 0.116 | 0.0001 | 0.025 | 0.15168 | 0
4198 | 1 | 0.00012594 | 0 | 0 | 3.7595e-05 | 0.00011416 | 0 | 0.0096077 | 0.1248 | 0.0001 | 0.025 | 0.091868 | 0
4199 | 1 | 0.00011524 | 9.9647e-06 | 0 | 2.3497e-05 | 0.00011416 | 0 | 0.011209 | 0.1234 | 0.0001 | 0.041667 | 0.028393 | 0
4200 | 1 | 8.594e-05 | 1.9929e-05 | 0 | 9.3987e-06 | 0.00011416 | 0 | 0.014412 | 0.0977 | 0.0001 | 0.041667 | 0.0013373 | 0
4201 | 1 | 6.9005e-05 | 3.3454e-05 | 0 | 5.8742e-06 | 0.00011416 | 0 | 0.019215 | 0.099 | 0.0001 | 0.041667 | 0.06616 | 0
4202 | 1 | 5.8627e-05 | 4.7781e-05 | 0 | 2.3497e-06 | 0.00011416 | 0 | 0.028823 | 0.1221 | 0.0001 | 0.041667 | 0.27718 | 0
4203 | 1 | 5.223e-05 | 6.0416e-05 | 0 | 1.1748e-06 | 0.00011416 | 0 | 0.038431 | 0.1176 | 0.0001 | 0.033333 | 0.3557 | 0
4204 | 1 | 5.1803e-05 | 7.2335e-05 | 0 | 1.4098e-05 | 0.00011416 | 0 | 0.047238 | 0.1052 | 0.0001 | 0.033333 | 0.2202 | 0
4205 | 1 | 5.9767e-05 | 6.0521e-05 | 0 | 3.7595e-05 | 0.00011416 | 0 | 0.051241 | 0.0977 | 0.0001 | 0.033333 | 0.06418 | 0
4206 | 1 | 9.0822e-05 | 3.0993e-05 | 0 | 9.3987e-05 | 0.00011416 | 0 | 0.067254 | 0.0934 | 0.0001 | 0.033333 | 0.0016383 | 0
4207 | 1 | 0.0001297 | 1.3786e-06 | 0 | 0.0001821 | 0.00011416 | 0.075916 | 0.064051 | 0.0794 | 0.0001 | 0.033333 | 0.012104 | 0.075916
4208 | 1 | 0.00015206 | 0 | 0 | 0.0001586 | 0.00011416 | 0.27849 | 0.028022 | 0.0708 | 0.0001 | 0.033333 | 0.11961 | 0.27849
4209 | 1 | 0.00016604 | 0 | 0 | 0.00014685 | 0.00011416 | 0.55571 | 0.019215 | 0.0702 | 0.0001 | 0.05 | 0.15676 | 0.55571
4210 | 1 | 0.00017193 | 0 | 0 | 0.00016448 | 0.00011416 | 0.66559 | 0.023219 | 0.0605 | 0.0001 | 0.058333 | 0.094484 | 0.66559
4211 | 1 | 0.00017891 | 0 | 0 | 0.00018797 | 0.00011416 | 0.80104 | 0.025621 | 0.0577 | 0.0001 | 0.05 | 0.02895 | 0.80104
4212 | 1 | 0.0001716 | 0 | 0 | 0.00020677 | 0.00011416 | 0.92995 | 0.031225 | 0.06 | 0.0001 | 0.025 | 0.0013373 | 0.92995
4213 | 1 | 0.0001686 | 0 | 0 | 0.00018797 | 0.00011416 | 0.96077 | 0.040032 | 0.0553 | 0.0001 | 0.0083333 | 0.068568 | 0.96077
4214 | 1 | 0.00016339 | 0 | 8.9601e-05 | 0.00019032 | 0.00011416 | 0.87109 | 0.046437 | 0.0486 | 0.0001 | 0.0083333 | 0.28635 | 0.87109
4215 | 1 | 0.00016004 | 0 | 0.00017366 | 0.00021382 | 0.00011416 | 0.49412 | 0.051241 | 0.0389 | 0.0001 | 0.0083333 | 0.36769 | 0.49412
4216 | 1 | 0.00015742 | 0 | 7.3898e-05 | 0.00022322 | 0.00011416 | 0.28411 | 0.042434 | 0.026 | 0.0001 | 0.016667 | 0.22739 | 0.28411
4217 | 1 | 0.00015528 | 0 | 0 | 0.00022322 | 0.00011416 | 0.26577 | 0.031225 | 0.012 | 0.0001 | 0.016667 | 0.066242 | 0.26577
4218 | 1 | 0.00014922 | 0 | 0 | 0.00016448 | 0.00011416 | 0.075471 | 0.024019 | 0.003 | 0.0001 | 0.016667 | 0.0016614 | 0.075471
4219 | 1 | 0.0001334 | 0 | 0 | 0.00011748 | 0.00011416 | 0 | 0.016813 | 0.0001 | 0.0001 | 0.016667 | 0.012788 | 0
4220 | 1 | 0.00012358 | 0 | 0 | 8.8113e-05 | 0.00011416 | 0 | 0.011209 | 0.0001 | 0.0001 | 0.0083333 | 0.12432 | 0
4221 | 1 | 0.00011515 | 0 | 0 | 5.8742e-05 | 0.00011416 | 0 | 0.0072058 | 0.0038 | 0.0001 | 0 | 0.16196 | 0
4222 | 1 | 0.00012699 | 0 | 0 | 3.7595e-05 | 0.00011416 | 0 | 0.0040032 | 0.0124 | 0.0001 | 0 | 0.097148 | 0
4223 | 1 | 0.0001173 | 2.0418e-06 | 0 | 2.3497e-05 | 0.00011416 | 0 | 0.0080064 | 0.023 | 0.0001 | 0 | 0.029515 | 0
4224 | 1 | 8.8701e-05 | 1.3944e-05 | 0 | 9.3987e-06 | 0.00011416 | 0 | 0.013611 | 0.0368 | 0.0001 | 0 | 0.0013373 | 0
4225 | 1 | 7.264e-05 | 2.5775e-05 | 0 | 5.8742e-06 | 0.00011416 | 0 | 0.045637 | 0.0522 | 0.0001 | 0.016667 | 0.068568 | 0
4226 | 1 | 6.1994e-05 | 3.5269e-05 | 0 | 2.3497e-06 | 0.00011416 | 0 | 0.069656 | 0.0603 | 0.0001 | 0.016667 | 0.28635 | 0
4227 | 1 | 5.5057e-05 | 4.3331e-05 | 0 | 1.1748e-06 | 0.00011416 | 0 | 0.072058 | 0.0623 | 0.0001 | 0.033333 | 0.36769 | 0
4228 | 1 | 5.6416e-05 | 4.656e-05 | 0 | 1.4098e-05 | 0.00011416 | 0 | 0.084868 | 0.06 | 0.0001 | 0.033333 | 0.22739 | 0
4229 | 1 | 6.5083e-05 | 2.7817e-05 | 0 | 3.7595e-05 | 0.00011416 | 0 | 0.091273 | 0.0526 | 0.0001 | 0.025 | 0.066242 | 0
4230 | 1 | 9.4012e-05 | 2.6875e-06 | 0 | 9.3987e-05 | 0.00011416 | 0 | 0.10248 | 0.0475 | 0.0001 | 0.025 | 0.0016614 | 0
4231 | 1 | 0.00012725 | 0 | 0 | 0.0001821 | 0.00011416 | 0.0118 | 0.098479 | 0.0456 | 0.0001 | 0.033333 | 0.012788 | 0.0118
4232 | 1 | 0.00015171 | 0 | 0 | 0.0001586 | 0.00011416 | 0.39072 | 0.066453 | 0.0418 | 0.0001 | 0.041667 | 0.12432 | 0.39072
4233 | 1 | 0.00016642 | 0 | 0 | 0.00014685 | 0.00011416 | 0.44635 | 0.038431 | 0.036 | 0.0001 | 0.041667 | 0.16196 | 0.44635
4234 | 1 | 0.00016377 | 0 | 0.00087846 | 0.00016448 | 0.00011416 | 0.5291 | 0.032826 | 0.0338 | 0.0001 | 0.041667 | 0.097148 | 0.5291
4235 | 1 | 0.00016514 | 0 | 0.0013754 | 0.00018797 | 0.00011416 | 0.1285 | 0.027222 | 0.0421 | 0.0001 | 0.025 | 0.029515 | 0.1285
4236 | 1 | 0.00015738 | 0 | 0.0014669 | 0.00020677 | 0.00011416 | 0.095851 | 0.036029 | 0.0608 | 0.0001 | 0.016667 | 0.0013373 | 0.095851
4237 | 1 | 0.000156 | 0 | 0.0014632 | 0.00018797 | 0.00011416 | 0.17976 | 0.060849 | 0.0974 | 0.0001 | 0.0083333 | 0.068568 | 0.17976
4238 | 1 | 0.00015151 | 0 | 0.0014872 | 0.00019032 | 0.00011416 | 0.10029 | 0.085669 | 0.1832 | 0.0001 | 0.016667 | 0.28635 | 0.10029
4239 | 1 | 0.00013919 | 0 | 0.0013671 | 0.00021382 | 0.00011416 | 0.64788 | 0.091273 | 0.2871 | 0.0001 | 0.025 | 0.36769 | 0.64788
4240 | 1 | 0.00013751 | 0 | 0.00093388 | 0.00022322 | 0.00011416 | 0.25946 | 0.08807 | 0.3563 | 0.0001 | 0.025 | 0.22739 | 0.25946
4241 | 1 | 0.00014203 | 0 | 0.00026788 | 0.00022322 | 0.00011416 | 0.037273 | 0.077662 | 0.3842 | 0.0001 | 0.016667 | 0.066242 | 0.037273
4242 | 1 | 0.0001368 | 0 | 0 | 0.00016448 | 0.00011416 | 0 | 0.060048 | 0.3637 | 0.0001 | 0.025 | 0.0016614 | 0
4243 | 1 | 0.00012411 | 0 | 0 | 0.00011748 | 0.00011416 | 0 | 0.072058 | 0.3293 | 0.0001 | 0.025 | 0.012788 | 0
4244 | 1 | 0.00011458 | 0 | 0 | 8.8113e-05 | 0.00011416 | 0 | 0.10248 | 0.3276 | 0.0001 | 0.025 | 0.12432 | 0
4245 | 1 | 0.00010666 | 0 | 0 | 5.8742e-05 | 0.00011416 | 0 | 0.14812 | 0.3001 | 0.0001 | 0.025 | 0.16196 | 0
4246 | 1 | 0.00011543 | 0 | 0 | 3.7595e-05 | 0.00011416 | 0 | 0.17454 | 0.3107 | 0.0001 | 0.0083333 | 0.097148 | 0
4247 | 1 | 0.00010526 | 0 | 0 | 2.3497e-05 | 0.00011416 | 0 | 0.19616 | 0.335 | 0.0001 | 0.0083333 | 0.029515 | 0
4248 | 1 | 7.7353e-05 | 0 | 0 | 9.3987e-06 | 0.00011416 | 0 | 0.1281 | 0.3229 | 0.0001 | 0.0083333 | 0.0013373 | 0
4249 | 1 | 6.2541e-05 | 0 | 0 | 5.8742e-06 | 0.00011416 | 0 | 0.14892 | 0.3149 | 0.0001 | 0 | 0.06616 | 0
4250 | 1 | 5.1411e-05 | 1.0209e-05 | 0 | 2.3497e-06 | 0.00011416 | 0 | 0.15292 | 0.2921 | 0.0001 | 0.0083333 | 0.27718 | 0
4251 | 1 | 3.937e-05 | 2.314e-05 | 0 | 1.1748e-06 | 0.00011416 | 0 | 0.15292 | 0.2935 | 0.0001 | 0.025 | 0.3557 | 0
4252 | 1 | 3.4649e-05 | 3.2739e-05 | 0 | 1.4098e-05 | 0.00011416 | 0 | 0.14732 | 0.2853 | 0.0001 | 0.058333 | 0.2202 | 0
4253 | 1 | 2.8796e-05 | 2.7538e-05 | 0 | 3.7595e-05 | 0.00011416 | 0 | 0.11689 | 0.2632 | 0.0001 | 0.058333 | 0.06418 | 0
4254 | 1 | 3.6129e-05 | 1.3437e-05 | 0 | 9.3987e-05 | 0.00011416 | 0 | 0.10008 | 0.1968 | 0.0001 | 0.058333 | 0.0016383 | 0
4255 | 1 | 5.7643e-05 | 0 | 0 | 0.0001821 | 0.00011416 | 0.000624 | 0.11129 | 0.1688 | 0.0001 | 0.05 | 0.012104 | 0.000624
4256 | 1 | 7.9689e-05 | 0 | 0 | 0.0001586 | 0.00011416 | 0 | 0.10168 | 0.1575 | 0.0001 | 0.033333 | 0.11961 | 0
4257 | 1 | 0.00010013 | 0 | 0 | 0.00014685 | 0.00011416 | 0 | 0.10809 | 0.1608 | 0.0001 | 0.025 | 0.15676 | 0
4258 | 1 | 0.00011141 | 0 | 0 | 0.00016448 | 0.00011416 | 0.088797 | 0.10328 | 0.1537 | 0.0001 | 0.016667 | 0.094484 | 0.088797
4259 | 1 | 0.00011669 | 0 | 0 | 0.00018797 | 0.00011416 | 0.20374 | 0.1249 | 0.1414 | 0.0001 | 0.016667 | 0.02895 | 0.20374
4260 | 1 | 0.00011264 | 0 | 0 | 0.00020677 | 0.00011416 | 0.66389 | 0.14171 | 0.1268 | 0.0001 | 0.016667 | 0.0013373 | 0.66389
4261 | 1 | 0.00010053 | 0 | 0 | 0.00018797 | 0.00011416 | 0.96165 | 0.14572 | 0.1092 | 0.0001 | 0.025 | 0.061516 | 0.96165
4262 | 1 | 9.3369e-05 | 0 | 0 | 0.00019032 | 0.00011416 | 0.68807 | 0.14091 | 0.0874 | 0.0001 | 0.016667 | 0.25945 | 0.68807
4263 | 1 | 8.8987e-05 | 0 | 0 | 0.00021382 | 0.00011416 | 0.39014 | 0.13531 | 0.0564 | 0.0001 | 0.016667 | 0.33249 | 0.39014
4264 | 1 | 8.9395e-05 | 0 | 0 | 0.00022322 | 0.00011416 | 0.36983 | 0.13931 | 0.0367 | 0.0001 | 0.0083333 | 0.20629 | 0.36983
4265 | 1 | 9.0861e-05 | 0 | 0 | 0.00022322 | 0.00011416 | 0.29868 | 0.11289 | 0.0294 | 0.0001 | 0.0083333 | 0.060186 | 0.29868
4266 | 1 | 8.9512e-05 | 0 | 0 | 0.00016448 | 0.00011416 | 0.096219 | 0.083267 | 0.0256 | 0.0001 | 0.0083333 | 0.0015928 | 0.096219
4267 | 1 | 8.3156e-05 | 0 | 0 | 0.00011748 | 0.00011416 | 0 | 0.060849 | 0.0317 | 0.0001 | 0.0083333 | 0.010812 | 0
4268 | 1 | 7.5304e-05 | 3.6648e-07 | 0 | 8.8113e-05 | 0.00011416 | 0 | 0.041633 | 0.0542 | 0.0001 | 0.025 | 0.11054 | 0
4269 | 1 | 7.1046e-05 | 2.4065e-05 | 0 | 5.8742e-05 | 0.00011416 | 0 | 0.038431 | 0.0923 | 0.0001 | 0.025 | 0.1467 | 0
4270 | 1 | 7.7947e-05 | 3.2442e-05 | 0 | 3.7595e-05 | 0.00011416 | 0 | 0.035228 | 0.1305 | 0.0001 | 0.033333 | 0.089302 | 0
4271 | 1 | 7.3488e-05 | 3.4745e-05 | 0 | 2.3497e-05 | 0.00011416 | 0 | 0.040833 | 0.1467 | 0.0001 | 0.033333 | 0.027843 | 0
4272 | 1 | 5.1537e-05 | 4.0836e-05 | 0 | 9.3987e-06 | 0.00011416 | 0 | 0.039231 | 0.1366 | 0.0001 | 0.033333 | 0.0013373 | 0
4273 | 1 | 3.6768e-05 | 5.2144e-05 | 0 | 5.8742e-06 | 0.00011416 | 0 | 0.027222 | 0.1222 | 0.0001 | 0.033333 | 0.057093 | 0
4274 | 1 | 2.6769e-05 | 6.5041e-05 | 0 | 2.3497e-06 | 0.00011416 | 0 | 0.016013 | 0.1196 | 0.0001 | 0.025 | 0.24249 | 0
4275 | 1 | 2.2982e-05 | 8.0956e-05 | 0 | 1.1748e-06 | 0.00011416 | 0 | 0.021617 | 0.1369 | 0.0001 | 0.025 | 0.31032 | 0
4276 | 1 | 1.6709e-05 | 9.2649e-05 | 0 | 1.4098e-05 | 0.00011416 | 0 | 0.025621 | 0.1518 | 0.0001 | 0.025 | 0.19297 | 0
4277 | 1 | 1.3822e-05 | 6.8688e-05 | 0 | 3.7595e-05 | 0.00011416 | 0 | 0.030424 | 0.1591 | 0.0001 | 0.025 | 0.056361 | 0
4278 | 1 | 2.1988e-05 | 3.5792e-05 | 0 | 9.3987e-05 | 0.00011416 | 0 | 0.057646 | 0.155 | 0.0001 | 0.025 | 0.0015481 | 0
4279 | 1 | 3.9709e-05 | 1.3891e-05 | 0 | 0.0001821 | 0.00011416 | 0.13559 | 0.061649 | 0.1324 | 0.0001 | 0.025 | 0.0096143 | 0.13559
4280 | 1 | 6.0133e-05 | 0 | 0 | 0.0001586 | 0.00011416 | 0.15128 | 0.035228 | 0.1235 | 0.0001 | 0.033333 | 0.10194 | 0.15128
4281 | 1 | 7.9372e-05 | 0 | 0 | 0.00014685 | 0.00011416 | 0.54416 | 0.028022 | 0.1466 | 0.0001 | 0.033333 | 0.13708 | 0.54416
4282 | 1 | 8.896e-05 | 0 | 0 | 0.00016448 | 0.00011416 | 0.23144 | 0.046437 | 0.1606 | 0.0001 | 0.033333 | 0.084313 | 0.23144
4283 | 1 | 9.6031e-05 | 0 | 0 | 0.00018797 | 0.00011416 | 0.51928 | 0.076061 | 0.1392 | 0.0001 | 0.033333 | 0.026764 | 0.51928
4284 | 1 | 9.575e-05 | 0 | 0 | 0.00020677 | 0.00011416 | 0.49204 | 0.076861 | 0.1086 | 0.0001 | 0.033333 | 0.0013373 | 0.49204
4285 | 1 | 8.4542e-05 | 0 | 0 | 0.00018797 | 0.00011416 | 0.73206 | 0.069656 | 0.0935 | 0.0001 | 0.033333 | 0.052888 | 0.73206
4286 | 1 | 7.4375e-05 | 0 | 0.00044154 | 0.00019032 | 0.00011416 | 0.79851 | 0.054444 | 0.06 | 0.0001 | 0.033333 | 0.22628 | 0.79851
4287 | 1 | 6.4912e-05 | 0 | 0.00083227 | 0.00021382 | 0.00011416 | 0.6022 | 0.043235 | 0.0346 | 0.0001 | 0.033333 | 0.28916 | 0.6022
4288 | 1 | 6.8278e-05 | 0 | 0.00062813 | 0.00022322 | 0.00011416 | 0.27872 | 0.035228 | 0.0275 | 0.0001 | 0.033333 | 0.18023 | 0.27872
4289 | 1 | 7.6763e-05 | 0 | 0.00031591 | 0.00022322 | 0.00011416 | 0.1922 | 0.027222 | 0.0246 | 0.0001 | 0.033333 | 0.052702 | 0.1922
4290 | 1 | 8.2215e-05 | 0 | 0 | 0.00016448 | 0.00011416 | 0.03237 | 0.016813 | 0.0317 | 0.0001 | 0.033333 | 0.0015043 | 0.03237
4291 | 1 | 8.2025e-05 | 0 | 0 | 0.00011748 | 0.00011416 | 0 | 0.01281 | 0.045 | 0.0001 | 0.041667 | 0.0085089 | 0
4292 | 1 | 8.4388e-05 | 0 | 0 | 8.8113e-05 | 0.00011416 | 0 | 0.01281 | 0.0831 | 0.0001 | 0.033333 | 0.0938 | 0
4293 | 1 | 8.13e-05 | 0 | 0 | 5.8742e-05 | 0.00011416 | 0 | 0.020016 | 0.1456 | 0.0001 | 0.033333 | 0.12789 | 0
4294 | 1 | 8.9902e-05 | 0 | 0 | 3.7595e-05 | 0.00011416 | 0 | 0.019215 | 0.2008 | 0.0001 | 0.025 | 0.079513 | 0
4295 | 1 | 7.9689e-05 | 0 | 0 | 2.3497e-05 | 0.00011416 | 0 | 0.039231 | 0.222 | 0.0001 | 0.016667 | 0.025714 | 0
4296 | 1 | 6.0864e-05 | 5.9334e-06 | 0 | 9.3987e-06 | 0.00011416 | 0 | 0.044035 | 0.2156 | 0.0001 | 0.016667 | 0.0013373 | 0
4297 | 1 | 4.8213e-05 | 1.876e-05 | 0 | 5.8742e-06 | 0.00011416 | 0 | 0.069656 | 0.2108 | 0.0001 | 0.016667 | 0.046976 | 0
4298 | 1 | 3.8301e-05 | 3.0924e-05 | 0 | 2.3497e-06 | 0.00011416 | 0 | 0.082466 | 0.1988 | 0.0001 | 0.016667 | 0.20336 | 0
4299 | 1 | 3.2325e-05 | 4.9509e-05 | 0 | 1.1748e-06 | 0.00011416 | 0 | 0.076861 | 0.1832 | 0.0001 | 0.016667 | 0.25925 | 0
4300 | 1 | 3.6776e-05 | 6.3645e-05 | 0 | 1.4098e-05 | 0.00011416 | 0 | 0.084868 | 0.1425 | 0.0001 | 0.016667 | 0.1622 | 0
4301 | 1 | 4.7166e-05 | 4.3715e-05 | 0 | 3.7595e-05 | 0.00011416 | 0 | 0.059247 | 0.0884 | 0.0001 | 0.016667 | 0.047516 | 0
4302 | 1 | 8.1859e-05 | 2.1291e-05 | 0 | 9.3987e-05 | 0.00011416 | 0 | 0.035228 | 0.0545 | 0.0001 | 0.016667 | 0.0014402 | 0
4303 | 1 | 0.00012271 | 0 | 0 | 0.0001821 | 0.00011416 | 0 | 0.02482 | 0.0377 | 0.0001 | 0.025 | 0.0070149 | 0
4304 | 1 | 0.00014898 | 0 | 0 | 0.0001586 | 0.00011416 | 0.15502 | 0.015212 | 0.0193 | 0.0001 | 0.033333 | 0.082421 | 0.15502
4305 | 1 | 0.00016435 | 0 | 0 | 0.00014685 | 0.00011416 | 0.47067 | 0.01281 | 0.0141 | 0.0001 | 0.041667 | 0.11489 | 0.47067
4306 | 1 | 0.00017281 | 0 | 0 | 0.00016448 | 0.00011416 | 0.25144 | 0.0096077 | 0.0241 | 0.0001 | 0.058333 | 0.072661 | 0.25144
4307 | 1 | 0.00018074 | 0 | 4.6186e-06 | 0.00018797 | 0.00011416 | 0.72959 | 0.01281 | 0.0306 | 0.0001 | 0.05 | 0.02419 | 0.72959
4308 | 1 | 0.00016831 | 0 | 0.00067247 | 0.00020677 | 0.00011416 | 0.76066 | 0.017614 | 0.0365 | 0.0001 | 0.016667 | 0.0013373 | 0.76066
4309 | 1 | 0.00016326 | 0 | 0.0011371 | 0.00018797 | 0.00011416 | 0.81952 | 0.027222 | 0.0383 | 0.0001 | 0 | 0.041522 | 0.81952
4310 | 1 | 0.00015772 | 0 | 0.0013837 | 0.00019032 | 0.00011416 | 0.68905 | 0.028022 | 0.0346 | 0.0001 | 0 | 0.18203 | 0.68905
4311 | 1 | 0.00015406 | 0 | 0.0013366 | 0.00021382 | 0.00011416 | 0.56856 | 0.029624 | 0.025 | 0.0001 | 0 | 0.23148 | 0.56856
4312 | 1 | 0.0001521 | 0 | 0.00088862 | 0.00022322 | 0.00011416 | 0.47582 | 0.026421 | 0.0093 | 0.0001 | 0 | 0.14542 | 0.47582
4313 | 1 | 0.0001584 | 0 | 2.5864e-05 | 0.00022322 | 0.00011416 | 0.23783 | 0.015212 | 0.0026 | 0.0001 | 0.0083333 | 0.042682 | 0.23783
4314 | 1 | 0.00015164 | 0 | 0 | 0.00016448 | 0.00011416 | 0.093054 | 0.013611 | 0.002 | 0.0001 | 0.0083333 | 0.0013779 | 0.093054
4315 | 1 | 0.00013814 | 0 | 0 | 0.00011748 | 0.00011416 | 0 | 0.014412 | 0.0007 | 0.0001 | 0 | 0.0057069 | 0
4316 | 1 | 0.00012514 | 0 | 0 | 8.8113e-05 | 0.00011416 | 0 | 0.020817 | 0.0003 | 0.0001 | 0 | 0.072001 | 0
4317 | 1 | 0.00011756 | 3.403e-06 | 0 | 5.8742e-05 | 0.00011416 | 0 | 0.028823 | 0.0017 | 0.0001 | 0 | 0.10281 | 0
4318 | 1 | 0.00012682 | 1.9161e-05 | 0 | 3.7595e-05 | 0.00011416 | 0 | 0.040032 | 0.0068 | 0.0001 | 0 | 0.066214 | 0
4319 | 1 | 0.00011297 | 3.3349e-05 | 0 | 2.3497e-05 | 0.00011416 | 0 | 0.032826 | 0.0105 | 0.0001 | 0.0083333 | 0.022727 | 0
4320 | 1 | 8.7461e-05 | 4.457e-05 | 0 | 9.3987e-06 | 0.00011416 | 0 | 0.032826 | 0.0116 | 0.0001 | 0.0083333 | 0.0013373 | 0
4321 | 1 | 7.2464e-05 | 5.3959e-05 | 0 | 5.8742e-06 | 0.00011416 | 0 | 0.036829 | 0.0125 | 0.0001 | 0.0083333 | 0.036507 | 0
4322 | 1 | 6.2393e-05 | 6.19e-05 | 0 | 2.3497e-06 | 0.00011416 | 0 | 0.038431 | 0.015 | 0.0001 | 0.0083333 | 0.16225 | 0
4323 | 1 | 5.6294e-05 | 6.8688e-05 | 0 | 1.1748e-06 | 0.00011416 | 0 | 0.043235 | 0.0192 | 0.0001 | 0.0083333 | 0.20577 | 0
4324 | 1 | 5.5496e-05 | 7.3784e-05 | 0 | 1.4098e-05 | 0.00011416 | 0 | 0.044035 | 0.0229 | 0.0001 | 0.016667 | 0.12983 | 0
4325 | 1 | 6.2999e-05 | 4.9719e-05 | 0 | 3.7595e-05 | 0.00011416 | 0 | 0.052042 | 0.0235 | 0.0001 | 0.025 | 0.038187 | 0
4326 | 1 | 9.9399e-05 | 6.1952e-06 | 0 | 9.3987e-05 | 0.00011416 | 0 | 0.044836 | 0.022 | 0.0001 | 0.025 | 0.0013174 | 0
4327 | 1 | 0.00013491 | 0 | 0 | 0.0001821 | 0.00011416 | 0.13647 | 0.044836 | 0.0165 | 0.0001 | 0.016667 | 0.0045725 | 0.13647
4328 | 1 | 0.00016278 | 0 | 0 | 0.0001586 | 0.00011416 | 0.33056 | 0.032826 | 0.0192 | 0.0001 | 0 | 0.062499 | 0.33056
4329 | 1 | 0.00017614 | 0 | 0.0001829 | 0.00014685 | 0.00011416 | 0.55124 | 0.01201 | 0.031 | 0.0001 | 0 | 0.091599 | 0.55124
4330 | 1 | 0.00017285 | 0 | 0.0012618 | 0.00016448 | 0.00011416 | 0.72437 | 0.01281 | 0.0356 | 0.0001 | 0 | 0.060161 | 0.72437
4331 | 1 | 0.00016819 | 0 | 0.0022308 | 0.00018797 | 0.00011416 | 0.87342 | 0.014412 | 0.0359 | 0.0001 | 0 | 0.021325 | 0.87342
4332 | 1 | 0.00015283 | 0 | 0.0030566 | 0.00020677 | 0.00011416 | 0.94594 | 0.013611 | 0.0338 | 0.0001 | 0.066667 | 0.0013373 | 0.94594
4333 | 1 | 0.00014648 | 0 | 0.0037004 | 0.00018797 | 0.00011416 | 1 | 0.016013 | 0.0318 | 0.0001 | 0.058333 | 0.031913 | 1
4334 | 1 | 0.00013742 | 0 | 0.0041466 | 0.00019032 | 0.00011416 | 0.87282 | 0.020817 | 0.0316 | 0.0001 | 0 | 0.14396 | 0.87282
4335 | 1 | 0.00012943 | 0 | 0.0043886 | 0.00021382 | 0.00011416 | 0.73566 | 0.02482 | 0.0339 | 0.0001 | 0 | 0.18203 | 0.73566
4336 | 1 | 0.00012218 | 0 | 0.0044579 | 0.00022322 | 0.00011416 | 0.51293 | 0.027222 | 0.0417 | 0.0001 | 0.0083333 | 0.1154 | 0.51293
4337 | 1 | 0.00010996 | 0 | 0.004371 | 0.00022322 | 0.00011416 | 0.34563 | 0.030424 | 0.0552 | 0.0001 | 0.0083333 | 0.03402 | 0.34563
4338 | 1 | 0.00012051 | 0 | 0.003814 | 0.00016448 | 0.00011416 | 0.13318 | 0.038431 | 0.0806 | 0.0001 | 0.0083333 | 0.0012587 | 0.13318
4339 | 1 | 0.00013337 | 0 | 0.0015334 | 0.00011748 | 0.00011416 | 0 | 0.067254 | 0.1127 | 0.0001 | 0.0083333 | 0.0035994 | 0
4340 | 1 | 0.00013602 | 0 | 0 | 8.8113e-05 | 0.00011416 | 0 | 0.091273 | 0.1638 | 0.0001 | 0.0083333 | 0.053873 | 0
4341 | 1 | 0.00012888 | 0 | 0 | 5.8742e-05 | 0.00011416 | 0 | 0.14091 | 0.2543 | 0.0001 | 0.0083333 | 0.081237 | 0
4342 | 1 | 0.00013318 | 0 | 0 | 3.7595e-05 | 0.00011416 | 0 | 0.20897 | 0.3751 | 0.0001 | 0.0083333 | 0.054488 | 0
4343 | 1 | 0.00012604 | 0 | 0 | 2.3497e-05 | 0.00011416 | 0 | 0.26821 | 0.4597 | 0.0001 | 0 | 0.019982 | 0
4344 | 1 | 9.834e-05 | 0 | 0 | 9.3987e-06 | 0.00011416 | 0 | 0.28903 | 0.4646 | 0.0001 | 0 | 0.0013373 | 0
4345 | 1 | 8.2541e-05 | 0 | 0 | 5.8742e-06 | 0.00011416 | 0 | 0.31305 | 0.427 | 0.0001 | 0 | 0.029075 | 0
4346 | 1 | 7.1586e-05 | 0 | 0 | 2.3497e-06 | 0.00011416 | 0 | 0.28022 | 0.3834 | 0.0001 | 0 | 0.13256 | 0
4347 | 1 | 6.5361e-05 | 9.668e-06 | 0 | 1.1748e-06 | 0.00011416 | 0 | 0.24339 | 0.3365 | 0.0001 | 0 | 0.16727 | 0
4348 | 1 | 6.3649e-05 | 1.787e-05 | 0 | 1.4098e-05 | 0.00011416 | 0 | 0.21537 | 0.288 | 0.0001 | 0 | 0.1064 | 0
4349 | 1 | 6.8729e-05 | 1.1343e-06 | 0 | 3.7595e-05 | 0.00011416 | 0 | 0.22418 | 0.2446 | 0.0001 | 0 | 0.031417 | 0
4350 | 1 | 9.8131e-05 | 0 | 0 | 9.3987e-05 | 0.00011416 | 0 | 0.2506 | 0.201 | 0.0001 | 0 | 0.0012206 | 0
4351 | 1 | 0.00013382 | 0 | 0 | 0.0001821 | 0.00011416 | 0.1388 | 0.21457 | 0.1691 | 0.0001 | 0 | 0.0030341 | 0.1388
4352 | 1 | 0.00015939 | 0 | 0 | 0.0001586 | 0.00011416 | 0.3493 | 0.10889 | 0.2057 | 0.0001 | 0.0083333 | 0.048587 | 0.3493
4353 | 1 | 0.00015252 | 0 | 0.0025753 | 0.00014685 | 0.00011416 | 0.54511 | 0.047238 | 0.2419 | 0.0001 | 0.0083333 | 0.074782 | 0.54511
4354 | 1 | 0.0001374 | 0 | 0.0048126 | 0.00016448 | 0.00011416 | 0.72959 | 0.028022 | 0.2706 | 0.0001 | 0.016667 | 0.050911 | 0.72959
4355 | 1 | 0.00013315 | 0 | 0.0061363 | 0.00018797 | 0.00011416 | 0.91055 | 0.032026 | 0.2866 | 0.0001 | 0.058333 | 0.019119 | 0.91055
4356 | 1 | 0.00011812 | 0 | 0.0070692 | 0.00020677 | 0.00011416 | 0.93681 | 0.040833 | 0.2969 | 0.0001 | 0.066667 | 0.0013373 | 0.93681
4357 | 1 | 0.00010955 | 0 | 0.0077398 | 0.00018797 | 0.00011416 | 0.95333 | 0.064051 | 0.299 | 0.0001 | 0.05 | 0.026411 | 0.95333
4358 | 1 | 0.00010114 | 0 | 0.0081666 | 0.00019032 | 0.00011416 | 0.87963 | 0.080865 | 0.2917 | 0.0001 | 0.0083333 | 0.12178 | 0.87963
4359 | 1 | 9.9951e-05 | 0 | 0.0083384 | 0.00021382 | 0.00011416 | 0.75473 | 0.082466 | 0.2761 | 0.0001 | 0.0083333 | 0.15333 | 0.75473
4360 | 1 | 9.2102e-05 | 0 | 0.0082617 | 0.00022322 | 0.00011416 | 0.54495 | 0.072858 | 0.2826 | 0.0001 | 0.0083333 | 0.097883 | 0.54495
4361 | 1 | 9.1019e-05 | 0 | 0.0081592 | 0.00022322 | 0.00011416 | 0.34194 | 0.07446 | 0.3047 | 0.0001 | 0.0083333 | 0.02895 | 0.34194
4362 | 1 | 8.9707e-05 | 0 | 0.0070969 | 0.00016448 | 0.00011416 | 0.12091 | 0.077662 | 0.3254 | 0.0001 | 0 | 0.0011832 | 0.12091
4363 | 1 | 9.7086e-05 | 0 | 0.0048468 | 0.00011748 | 0.00011416 | 0 | 0.078463 | 0.3731 | 0.0001 | 0 | 0.0025314 | 0
4364 | 1 | 0.00010759 | 0 | 0.0025679 | 8.8113e-05 | 0.00011416 | 0 | 0.080865 | 0.4554 | 0.0001 | 0 | 0.043658 | 0
4365 | 1 | 0.00011125 | 0 | 0.0015694 | 5.8742e-05 | 0.00011416 | 0 | 0.11769 | 0.5019 | 0.0001 | 0 | 0.068679 | 0
4366 | 1 | 0.00012457 | 0 | 0.0010244 | 3.7595e-05 | 0.00011416 | 0 | 0.20737 | 0.4878 | 0.0001 | 0 | 0.047495 | 0
4367 | 1 | 0.00011635 | 0 | 0.00063737 | 2.3497e-05 | 0.00011416 | 0 | 0.31145 | 0.4217 | 0.0001 | 0 | 0.01828 | 0
4368 | 1 | 0.00010051 | 0 | 9.6991e-05 | 9.3987e-06 | 0.00011416 | 0 | 0.3747 | 0.3849 | 0.0001 | 0 | 0.0013373 | 0
4369 | 1 | 9.1151e-05 | 0 | 0 | 5.8742e-06 | 0.00011416 | 0 | 0.3795 | 0.3655 | 0.0001 | 0 | 0.025142 | 0
4370 | 1 | 7.7679e-05 | 0 | 0 | 2.3497e-06 | 0.00011416 | 0 | 0.32986 | 0.3182 | 0.0001 | 0 | 0.11662 | 0
4371 | 1 | 7.5126e-05 | 0 | 0 | 1.1748e-06 | 0.00011416 | 0 | 0.23619 | 0.2048 | 0.0001 | 0 | 0.14666 | 0
4372 | 1 | 7.7697e-05 | 0 | 0 | 1.4098e-05 | 0.00011416 | 0 | 0.19536 | 0.0764 | 0.0001 | 0 | 0.0938 | 0
4373 | 1 | 8.0404e-05 | 0 | 0 | 3.7595e-05 | 0.00011416 | 0 | 0.11769 | 0.0646 | 0.0001 | 0 | 0.027767 | 0
4374 | 1 | 0.00010719 | 0 | 0 | 9.3987e-05 | 0.00011416 | 0 | 0.076061 | 0.1077 | 0.0001 | 0 | 0.0011648 | 0
4375 | 1 | 0.00013322 | 0 | 0.00049604 | 0.0001821 | 0.00011416 | 0.043758 | 0.057646 | 0.0973 | 0.0001 | 0 | 0.0023023 | 0.043758
4376 | 1 | 0.00014152 | 0 | 0.0023693 | 0.0001586 | 0.00011416 | 0.29746 | 0.041633 | 0.1484 | 0.0001 | 0.0083333 | 0.041324 | 0.29746
4377 | 1 | 0.00014202 | 0 | 0.0040976 | 0.00014685 | 0.00011416 | 0.22822 | 0.022418 | 0.2144 | 0.0001 | 0.0083333 | 0.065756 | 0.22822
4378 | 1 | 0.00014001 | 0 | 0.0051239 | 0.00016448 | 0.00011416 | 0.67863 | 0.02482 | 0.2073 | 0.0001 | 0.0083333 | 0.045845 | 0.67863
4379 | 1 | 0.00014401 | 0 | 0.0056957 | 0.00018797 | 0.00011416 | 0.1533 | 0.048839 | 0.2405 | 0.0001 | 0.025 | 0.017871 | 0.1533
4380 | 1 | 0.00013341 | 0 | 0.00597 | 0.00020677 | 0.00011416 | 0.60576 | 0.048038 | 0.2647 | 0.0001 | 0.05 | 0.0013373 | 0.60576
4381 | 1 | 0.00013027 | 0 | 0.0059922 | 0.00018797 | 0.00011416 | 0.05158 | 0.10328 | 0.1938 | 0.0001 | 0.025 | 0.026411 | 0.05158
4382 | 1 | 0.0001267 | 0 | 0.0058961 | 0.00019032 | 0.00011416 | 0.76415 | 0.14412 | 0.1585 | 0.0001 | 0.0083333 | 0.12178 | 0.76415
4383 | 1 | 0.00012254 | 0 | 0.0058896 | 0.00021382 | 0.00011416 | 0.64359 | 0.11769 | 0.1213 | 0.0001 | 0 | 0.15333 | 0.64359
4384 | 1 | 0.00011566 | 0 | 0.0058148 | 0.00022322 | 0.00011416 | 0.1861 | 0.096878 | 0.0415 | 0.0001 | 0 | 0.097883 | 0.1861
4385 | 1 | 0.00011621 | 0 | 0.0052569 | 0.00022322 | 0.00011416 | 0.099896 | 0.1217 | 0.0092 | 0.0001 | 0 | 0.02895 | 0.099896
4386 | 1 | 0.000121 | 0 | 0.004069 | 0.00016448 | 0.00011416 | 0.055124 | 0.1217 | 0.0123 | 0.0001 | 0 | 0.0011832 | 0.055124
4387 | 1 | 0.00012693 | 0 | 0.0021615 | 0.00011748 | 0.00011416 | 0 | 0.098479 | 0.0262 | 0.0001 | 0 | 0.0025314 | 0
4388 | 1 | 0.0001342 | 0 | 0.00017551 | 8.8113e-05 | 0.00011416 | 0 | 0.07526 | 0.0386 | 0.0001 | 0 | 0.043658 | 0
4389 | 1 | 0.00012606 | 0 | 0 | 5.8742e-05 | 0.00011416 | 0 | 0.068855 | 0.0516 | 0.0001 | 0 | 0.068679 | 0
4390 | 1 | 0.00013169 | 0 | 0 | 3.7595e-05 | 0.00011416 | 0 | 0.076061 | 0.0662 | 0.0001 | 0 | 0.047495 | 0
4391 | 1 | 0.00012355 | 0 | 0 | 2.3497e-05 | 0.00011416 | 0 | 0.084868 | 0.0784 | 0.0001 | 0 | 0.01828 | 0
4392 | 1 | 9.6773e-05 | 0 | 0 | 9.3987e-06 | 0.00011416 | 0 | 0.070456 | 0.0847 | 0.0001 | 0 | 0.0013373 | 0
4393 | 1 | 8.4062e-05 | 0 | 0 | 5.8742e-06 | 0.00011416 | 0 | 0.076861 | 0.0894 | 0.0001 | 0 | 0.029075 | 0
4394 | 1 | 7.5289e-05 | 0 | 0 | 2.3497e-06 | 0.00011416 | 0 | 0.085669 | 0.0938 | 0.0001 | 0 | 0.13256 | 0
4395 | 1 | 7.059e-05 | 0 | 0 | 1.1748e-06 | 0.00011416 | 0 | 0.092074 | 0.0886 | 0.0001 | 0 | 0.16727 | 0
4396 | 1 | 7.3229e-05 | 3.8218e-06 | 0 | 1.4098e-05 | 0.00011416 | 0 | 0.095276 | 0.0745 | 0.0001 | 0 | 0.1064 | 0
4397 | 1 | 8.0078e-05 | 0 | 0 | 3.7595e-05 | 0.00011416 | 0 | 0.093675 | 0.0621 | 0.0001 | 0.0083333 | 0.031417 | 0
4398 | 1 | 0.00010113 | 0 | 0 | 9.3987e-05 | 0.00011416 | 0 | 0.092874 | 0.047 | 0.0001 | 0.0083333 | 0.0012206 | 0
4399 | 1 | 0.00013322 | 0 | 0 | 0.0001821 | 0.00011416 | 0.098536 | 0.060849 | 0.0357 | 0.0001 | 0.0083333 | 0.0030341 | 0.098536
4400 | 1 | 0.0001583 | 0 | 0 | 0.0001586 | 0.00011416 | 0.30141 | 0.020817 | 0.0293 | 0.0001 | 0.0083333 | 0.048587 | 0.30141
4401 | 1 | 0.00015926 | 0 | 0.00149 | 0.00014685 | 0.00011416 | 0.51559 | 0.020016 | 0.0272 | 0.0001 | 0.0083333 | 0.074782 | 0.51559
4402 | 1 | 0.00015086 | 0 | 0.0031333 | 0.00016448 | 0.00011416 | 0.70274 | 0.025621 | 0.031 | 0.0001 | 0.0083333 | 0.050911 | 0.70274
4403 | 1 | 0.00014413 | 0 | 0.0044985 | 0.00018797 | 0.00011416 | 0.89512 | 0.013611 | 0.0404 | 0.0001 | 0.016667 | 0.019119 | 0.89512
4404 | 1 | 0.00012784 | 0 | 0.0055008 | 0.00020677 | 0.00011416 | 0.95333 | 0.01281 | 0.0583 | 0.0001 | 0.016667 | 0.0013373 | 0.95333
4405 | 1 | 0.00012024 | 0 | 0.0061298 | 0.00018797 | 0.00011416 | 0.87402 | 0.014412 | 0.0858 | 0.0001 | 0.016667 | 0.031913 | 0.87402
4406 | 1 | 0.00011385 | 0 | 0.0065224 | 0.00019032 | 0.00011416 | 0.86587 | 0.023219 | 0.1154 | 0.0001 | 0.033333 | 0.14396 | 0.86587
4407 | 1 | 0.00010593 | 0 | 0.0067293 | 0.00021382 | 0.00011416 | 0.74284 | 0.036829 | 0.157 | 0.0001 | 0.05 | 0.18203 | 0.74284
4408 | 1 | 9.9862e-05 | 0 | 0.0067505 | 0.00022322 | 0.00011416 | 0.53614 | 0.047238 | 0.2178 | 0.0001 | 0.033333 | 0.1154 | 0.53614
4409 | 1 | 0.00010227 | 0 | 0.0065224 | 0.00022322 | 0.00011416 | 0.33724 | 0.063251 | 0.2863 | 0.0001 | 0.0083333 | 0.03402 | 0.33724
4410 | 1 | 0.0001028 | 0 | 0.0055839 | 0.00016448 | 0.00011416 | 0.058121 | 0.084868 | 0.3593 | 0.0001 | 0.0083333 | 0.0012587 | 0.058121
4411 | 1 | 0.00010838 | 0 | 0.0037272 | 0.00011748 | 0.00011416 | 0 | 0.10649 | 0.4286 | 0.0001 | 0.0083333 | 0.0035994 | 0
4412 | 1 | 0.00011206 | 0 | 0.0022705 | 8.8113e-05 | 0.00011416 | 0 | 0.14492 | 0.4958 | 0.0001 | 0 | 0.053873 | 0
4413 | 1 | 0.00011118 | 0 | 0.0016682 | 5.8742e-05 | 0.00011416 | 0 | 0.20416 | 0.553 | 0.0001 | 0 | 0.081237 | 0
4414 | 1 | 0.00012655 | 0 | 0.0011482 | 3.7595e-05 | 0.00011416 | 0 | 0.29864 | 0.5918 | 0.0001 | 0 | 0.054488 | 0
4415 | 1 | 0.00012301 | 0 | 0.00061243 | 2.3497e-05 | 0.00011416 | 0 | 0.35869 | 0.6223 | 0.0001 | 0 | 0.019982 | 0
4416 | 1 | 0.00010352 | 0 | 0.00017458 | 9.3987e-06 | 0.00011416 | 0 | 0.33227 | 0.6601 | 0.0001 | 0 | 0.0013373 | 0
4417 | 1 | 9.0943e-05 | 0 | 0 | 5.8742e-06 | 0.00011416 | 0 | 0.33387 | 0.6549 | 0.0001 | 0 | 0.038131 | 0
4418 | 1 | 7.432e-05 | 0 | 0 | 2.3497e-06 | 0.00011416 | 0 | 0.36029 | 0.6258 | 0.0001 | 0 | 0.16868 | 0
4419 | 1 | 7.0545e-05 | 0 | 0 | 1.1748e-06 | 0.00011416 | 0 | 0.34828 | 0.5477 | 0.0001 | 0 | 0.21411 | 0
4420 | 1 | 6.4696e-05 | 0 | 0 | 1.4098e-05 | 0.00011416 | 0 | 0.31865 | 0.4204 | 0.0001 | 0 | 0.1349 | 0
4421 | 1 | 5.8856e-05 | 0 | 0 | 3.7595e-05 | 0.00011416 | 0 | 0.29063 | 0.3259 | 0.0001 | 0 | 0.039648 | 0
4422 | 1 | 6.0964e-05 | 0 | 0.00038981 | 9.3987e-05 | 0.00011416 | 0 | 0.26261 | 0.2808 | 0.0001 | 0 | 0.0013373 | 0
4423 | 1 | 6.5714e-05 | 0 | 0.0016137 | 0.0001821 | 0.00011416 | 0.09233 | 0.18255 | 0.2792 | 0.0001 | 0.0083333 | 0.0049321 | 0.09233
4424 | 1 | 7.3118e-05 | 0 | 0.0034344 | 0.0001586 | 0.00011416 | 0.30634 | 0.088871 | 0.3581 | 0.0001 | 0.0083333 | 0.065567 | 0.30634
4425 | 1 | 8.2142e-05 | 0 | 0.0048089 | 0.00014685 | 0.00011416 | 0.51505 | 0.057646 | 0.4607 | 0.0001 | 0.0083333 | 0.09524 | 0.51505
4426 | 1 | 8.5321e-05 | 0 | 0.0056254 | 0.00016448 | 0.00011416 | 0.70229 | 0.056845 | 0.4868 | 0.0001 | 0.0083333 | 0.062136 | 0.70229
4427 | 1 | 8.5719e-05 | 0 | 0.0060051 | 0.00018797 | 0.00011416 | 0.83507 | 0.068855 | 0.4498 | 0.0001 | 0.0083333 | 0.021786 | 0.83507
4428 | 1 | 8.7081e-05 | 0 | 0.0056762 | 0.00020677 | 0.00011416 | 0.82699 | 0.096077 | 0.4246 | 0.0001 | 0.0083333 | 0.0013373 | 0.82699
4429 | 1 | 8.4705e-05 | 0 | 0.0048015 | 0.00018797 | 0.00011416 | 0.6067 | 0.076061 | 0.3588 | 0.0001 | 0.0083333 | 0.045108 | 0.6067
4430 | 1 | 8.609e-05 | 0 | 0.0039073 | 0.00019032 | 0.00011416 | 0.69736 | 0.058447 | 0.2967 | 0.0001 | 0.0083333 | 0.19607 | 0.69736
4431 | 1 | 9.1738e-05 | 0 | 0.0033152 | 0.00021382 | 0.00011416 | 0.11576 | 0.052042 | 0.2681 | 0.0001 | 0.0083333 | 0.24976 | 0.11576
4432 | 1 | 8.9628e-05 | 0 | 0.0030178 | 0.00022322 | 0.00011416 | 0 | 0.063251 | 0.2788 | 0.0001 | 0.0083333 | 0.15647 | 0
4433 | 1 | 9.2441e-05 | 0 | 0.0028912 | 0.00022322 | 0.00011416 | 0.0052817 | 0.072858 | 0.2775 | 0.0001 | 0.0083333 | 0.045866 | 0.0052817
4434 | 1 | 9.6215e-05 | 0 | 0.0023065 | 0.00016448 | 0.00011416 | 0.0044906 | 0.072858 | 0.2763 | 0.0001 | 0.0083333 | 0.0014192 | 0.0044906
4435 | 1 | 0.00010278 | 0 | 0.00085075 | 0.00011748 | 0.00011416 | 0 | 0.066453 | 0.2781 | 0.0001 | 0.0083333 | 0.0065588 | 0
4436 | 1 | 0.00010219 | 0 | 0 | 8.8113e-05 | 0.00011416 | 0 | 0.084868 | 0.2736 | 0.0001 | 0 | 0.078843 | 0
4437 | 1 | 9.6321e-05 | 0 | 0 | 5.8742e-05 | 0.00011416 | 0 | 0.090472 | 0.2721 | 0.0001 | 0 | 0.11077 | 0
4438 | 1 | 0.00010311 | 0 | 0 | 3.7595e-05 | 0.00011416 | 0 | 0.094476 | 0.2488 | 0.0001 | 0 | 0.070468 | 0
4439 | 1 | 9.8421e-05 | 0 | 0 | 2.3497e-05 | 0.00011416 | 0 | 0.099279 | 0.201 | 0.0001 | 0 | 0.023696 | 0
4440 | 1 | 7.6248e-05 | 0 | 0 | 9.3987e-06 | 0.00011416 | 0 | 0.060048 | 0.159 | 0.0001 | 0.0083333 | 0.0013373 | 0
4441 | 1 | 6.2903e-05 | 0 | 0 | 5.8742e-06 | 0.00011416 | 0 | 0.046437 | 0.1179 | 0.0001 | 0.0083333 | 0.052888 | 0
4442 | 1 | 5.1694e-05 | 0 | 0 | 2.3497e-06 | 0.00011416 | 0 | 0.036029 | 0.0821 | 0.0001 | 0.0083333 | 0.22628 | 0
4443 | 1 | 4.7439e-05 | 0 | 0 | 1.1748e-06 | 0.00011416 | 0 | 0.034428 | 0.0434 | 0.0001 | 0.016667 | 0.28916 | 0
4444 | 1 | 4.5194e-05 | 0 | 0 | 1.4098e-05 | 0.00011416 | 0 | 0.031225 | 0.0197 | 0.0001 | 0.016667 | 0.18023 | 0
4445 | 1 | 3.6882e-05 | 0 | 0 | 3.7595e-05 | 0.00011416 | 0 | 0.030424 | 0.0133 | 0.0001 | 0.016667 | 0.052702 | 0
4446 | 1 | 3.8793e-05 | 0 | 0 | 9.3987e-05 | 0.00011416 | 0 | 0.045637 | 0.0047 | 0.0001 | 0.016667 | 0.0015043 | 0
4447 | 1 | 4.9078e-05 | 0 | 0 | 0.0001821 | 0.00011416 | 0.033228 | 0.027222 | 0.0172 | 0.0001 | 0.016667 | 0.0085089 | 0.033228
4448 | 1 | 6.9485e-05 | 0 | 0 | 0.0001586 | 0.00011416 | 0.30574 | 0.016013 | 0.0156 | 0.0001 | 0.016667 | 0.0938 | 0.30574
4449 | 1 | 7.7084e-05 | 0 | 0.00080086 | 0.00014685 | 0.00011416 | 0.49602 | 0.0064051 | 0.004 | 0.0001 | 0.016667 | 0.12789 | 0.49602
4450 | 1 | 8.1896e-05 | 0 | 0.0015906 | 0.00016448 | 0.00011416 | 0.5961 | 0.0072058 | 0.0291 | 0.0001 | 0.016667 | 0.079513 | 0.5961
4451 | 1 | 8.4063e-05 | 0 | 0.0022456 | 0.00018797 | 0.00011416 | 0 | 0.0088071 | 0.0916 | 0.0001 | 0.016667 | 0.025714 | 0
4452 | 1 | 8.1475e-05 | 0 | 0.003063 | 0.00020677 | 0.00011416 | 0.23266 | 0.030424 | 0.1076 | 0.0001 | 0.025 | 0.0013373 | 0.23266
4453 | 1 | 7.0504e-05 | 0 | 0.0032654 | 0.00018797 | 0.00011416 | 0.10842 | 0.091273 | 0.1421 | 0.0001 | 0.025 | 0.061516 | 0.10842
4454 | 1 | 6.4042e-05 | 0 | 0.0030935 | 0.00019032 | 0.00011416 | 0.28772 | 0.27462 | 0.239 | 0.0001 | 0.025 | 0.25945 | 0.28772
4455 | 1 | 6.579e-05 | 0 | 0.0018853 | 0.00021382 | 0.00011416 | 0.027545 | 0.3739 | 0.2986 | 0.0001 | 0.025 | 0.33249 | 0.027545
4456 | 1 | 8.2631e-05 | 0 | 0 | 0.00022322 | 0.00011416 | 0.19123 | 0.32586 | 0.0677 | 0.0001 | 0.025 | 0.20629 | 0.19123
4457 | 1 | 8.9385e-05 | 0 | 0 | 0.00022322 | 0.00011416 | 0.0097054 | 0.16974 | 0.102 | 0.0001 | 0.025 | 0.060186 | 0.0097054
4458 | 1 | 9.4139e-05 | 0 | 0 | 0.00016448 | 0.00011416 | 0 | 0.091273 | 0.1457 | 0.0001 | 0.025 | 0.0015928 | 0
4459 | 1 | 9.3876e-05 | 0 | 0 | 0.00011748 | 0.00011416 | 0 | 0.064051 | 0.2279 | 0.0001 | 0.025 | 0.010812 | 0
4460 | 1 | 9.1911e-05 | 0 | 0 | 8.8113e-05 | 0.00011416 | 0 | 0.090472 | 0.3557 | 0.0001 | 0.025 | 0.11054 | 0
4461 | 1 | 9.0807e-05 | 0 | 0 | 5.8742e-05 | 0.00011416 | 0 | 0.1249 | 0.4798 | 0.0001 | 0.025 | 0.1467 | 0
4462 | 1 | 0.00010062 | 9.8949e-06 | 0 | 3.7595e-05 | 0.00011416 | 0 | 0.16093 | 0.544 | 0.0001 | 0.016667 | 0.089302 | 0
4463 | 1 | 8.6117e-05 | 2.4432e-05 | 0 | 2.3497e-05 | 0.00011416 | 0 | 0.18975 | 0.5218 | 0.0001 | 0 | 0.027843 | 0
4464 | 1 | 6.4786e-05 | 3.9091e-05 | 0 | 9.3987e-06 | 0.00011416 | 0 | 0.20016 | 0.4413 | 0.0001 | 0 | 0.0013373 | 0
4465 | 1 | 5.1809e-05 | 5.3087e-05 | 0 | 5.8742e-06 | 0.00011416 | 0 | 0.20096 | 0.3653 | 0.0001 | 0 | 0.068568 | 0
4466 | 1 | 4.054e-05 | 6.3941e-05 | 0 | 2.3497e-06 | 0.00011416 | 0 | 0.19215 | 0.3106 | 0.0001 | 0 | 0.28635 | 0
4467 | 1 | 3.7018e-05 | 7.2405e-05 | 0 | 1.1748e-06 | 0.00011416 | 0 | 0.19376 | 0.268 | 0.0001 | 0 | 0.36769 | 0
4468 | 1 | 3.875e-05 | 7.9543e-05 | 0 | 1.4098e-05 | 0.00011416 | 0 | 0.17854 | 0.2241 | 0.0001 | 0 | 0.22739 | 0
4469 | 1 | 4.9708e-05 | 6.5407e-05 | 0 | 3.7595e-05 | 0.00011416 | 0 | 0.16013 | 0.1782 | 0.0001 | 0 | 0.066242 | 0
4470 | 1 | 8.2338e-05 | 4.0155e-05 | 0 | 9.3987e-05 | 0.00011416 | 0 | 0.11449 | 0.1469 | 0.0001 | 0 | 0.0016614 | 0
4471 | 1 | 0.00012169 | 2.6875e-06 | 0 | 0.0001821 | 0.00011416 | 0.10459 | 0.082466 | 0.1446 | 0.0001 | 0 | 0.012788 | 0.10459
4472 | 1 | 0.00014549 | 0 | 0 | 0.0001586 | 0.00011416 | 0.24265 | 0.051241 | 0.1504 | 0.0001 | 0.0083333 | 0.12432 | 0.24265
4473 | 1 | 0.00015923 | 0 | 0 | 0.00014685 | 0.00011416 | 0.53159 | 0.040032 | 0.1774 | 0.0001 | 0.0083333 | 0.16196 | 0.53159
4474 | 1 | 0.00016833 | 0 | 0 | 0.00016448 | 0.00011416 | 0.73927 | 0.040032 | 0.1956 | 0.0001 | 0.0083333 | 0.097148 | 0.73927
4475 | 1 | 0.00017484 | 0 | 0 | 0.00018797 | 0.00011416 | 0.80524 | 0.038431 | 0.1958 | 0.0001 | 0.0083333 | 0.029515 | 0.80524
4476 | 1 | 0.00016926 | 0 | 0.00014318 | 0.00020677 | 0.00011416 | 0.49933 | 0.044035 | 0.174 | 0.0001 | 0.0083333 | 0.0013373 | 0.49933
4477 | 1 | 0.00016207 | 0 | 0.00069187 | 0.00018797 | 0.00011416 | 0.42435 | 0.05044 | 0.1352 | 0.0001 | 0.0083333 | 0.07614 | 0.42435
4478 | 1 | 0.0001591 | 0 | 0.0010715 | 0.00019032 | 0.00011416 | 0.56055 | 0.043235 | 0.0949 | 0.0001 | 0.0083333 | 0.31504 | 0.56055
4479 | 1 | 0.00015504 | 0 | 0.0012673 | 0.00021382 | 0.00011416 | 0.61042 | 0.03763 | 0.0603 | 0.0001 | 0.0083333 | 0.40529 | 0.61042
4480 | 1 | 0.00014866 | 0 | 0.001332 | 0.00022322 | 0.00011416 | 0.56634 | 0.026421 | 0.0354 | 0.0001 | 0 | 0.24989 | 0.56634
4481 | 1 | 0.000145 | 0 | 0.0012673 | 0.00022322 | 0.00011416 | 0.35024 | 0.016813 | 0.0228 | 0.0001 | 0 | 0.07269 | 0.35024
4482 | 1 | 0.0001441 | 0 | 0.0010133 | 0.00016448 | 0.00011416 | 0.12667 | 0.01201 | 0.0105 | 0.0001 | 0 | 0.0017319 | 0.12667
4483 | 1 | 0.0001365 | 0 | 0.00033531 | 0.00011748 | 0.00011416 | 0 | 0.010408 | 0.0038 | 0.0001 | 0 | 0.014991 | 0
4484 | 1 | 0.00013215 | 0 | 0 | 8.8113e-05 | 0.00011416 | 0 | 0.0080064 | 0.0006 | 0.0001 | 0 | 0.1392 | 0
4485 | 1 | 0.0001179 | 0 | 0 | 5.8742e-05 | 0.00011416 | 0 | 0.01281 | 0.0004 | 0.0001 | 0 | 0.17824 | 0
4486 | 1 | 0.00012601 | 0 | 0 | 3.7595e-05 | 0.00011416 | 0 | 0.028022 | 0.0035 | 0.0001 | 0 | 0.10544 | 0
4487 | 1 | 0.0001151 | 0 | 0 | 2.3497e-05 | 0.00011416 | 0 | 0.043235 | 0.0123 | 0.0001 | 0 | 0.031253 | 0
4488 | 1 | 9.0309e-05 | 0 | 0 | 9.3987e-06 | 0.00011416 | 0 | 0.064852 | 0.024 | 0.0001 | 0 | 0.0013373 | 0
4489 | 1 | 7.8777e-05 | 1.0122e-06 | 0 | 5.8742e-06 | 0.00011416 | 0 | 0.11609 | 0.0366 | 0.0001 | 0 | 0.081485 | 0
4490 | 1 | 6.8045e-05 | 7.6436e-06 | 0 | 2.3497e-06 | 0.00011416 | 0 | 0.18655 | 0.0546 | 0.0001 | 0 | 0.3352 | 0
4491 | 1 | 6.6925e-05 | 1.3333e-05 | 0 | 1.1748e-06 | 0.00011416 | 0 | 0.22658 | 0.0736 | 0.0001 | 0 | 0.43173 | 0
4492 | 1 | 6.7885e-05 | 1.5811e-05 | 0 | 1.4098e-05 | 0.00011416 | 0 | 0.29303 | 0.0803 | 0.0001 | 0 | 0.26569 | 0
4493 | 1 | 7.442e-05 | 0 | 0 | 3.7595e-05 | 0.00011416 | 0 | 0.30024 | 0.0692 | 0.0001 | 0.0083333 | 0.077214 | 0
4494 | 1 | 0.00010069 | 0 | 0 | 9.3987e-05 | 0.00011416 | 0 | 0.26341 | 0.0527 | 0.0001 | 0.0083333 | 0.00178 | 0
4495 | 1 | 0.00013072 | 0 | 0 | 0.0001821 | 0.00011416 | 0.00061286 | 0.23299 | 0.0441 | 0.0001 | 0.0083333 | 0.016592 | 0.00061286
4496 | 1 | 0.0001588 | 0 | 0 | 0.0001586 | 0.00011416 | 0.014954 | 0.18175 | 0.0541 | 0.0001 | 0.0083333 | 0.14976 | 0.014954
4497 | 1 | 0.00017227 | 0 | 0 | 0.00014685 | 0.00011416 | 0.025138 | 0.099279 | 0.0687 | 0.0001 | 0.0083333 | 0.18967 | 0.025138
4498 | 1 | 0.00016724 | 0 | 0.0013967 | 0.00016448 | 0.00011416 | 0.0070757 | 0.055244 | 0.1146 | 0.0001 | 0.0083333 | 0.11122 | 0.0070757
4499 | 1 | 0.00016211 | 0 | 0.0024506 | 0.00018797 | 0.00011416 | 0.17006 | 0.060048 | 0.2158 | 0.0001 | 0.016667 | 0.032448 | 0.17006
4500 | 1 | 0.00015375 | 0 | 0.0028257 | 0.00020677 | 0.00011416 | 0.14391 | 0.094476 | 0.2992 | 0.0001 | 0.025 | 0.0013373 | 0.14391
4501 | 1 | 0.00015595 | 0 | 0.0024118 | 0.00018797 | 0.00011416 | 0.082758 | 0.10568 | 0.4218 | 0.0001 | 0.016667 | 0.087075 | 0.082758
4502 | 1 | 0.00016309 | 0 | 0.0017698 | 0.00019032 | 0.00011416 | 0.012068 | 0.16493 | 0.5482 | 0.0001 | 0.0083333 | 0.3562 | 0.012068
4503 | 1 | 0.00016266 | 0 | 0.0013616 | 0.00021382 | 0.00011416 | 0.011511 | 0.21697 | 0.6401 | 0.0001 | 0.0083333 | 0.4593 | 0.011511
4504 | 1 | 0.00016181 | 0 | 0.00098653 | 0.00022322 | 0.00011416 | 0.1234 | 0.31785 | 0.7204 | 0.0001 | 0.0083333 | 0.28213 | 0.1234
4505 | 1 | 0.00016193 | 0 | 0.00031776 | 0.00022322 | 0.00011416 | 0 | 0.28503 | 0.7288 | 0.0001 | 0.0083333 | 0.081921 | 0
4506 | 1 | 0.00015387 | 0 | 0 | 0.00016448 | 0.00011416 | 0.060183 | 0.27542 | 0.7246 | 0.0001 | 0.0083333 | 0.001829 | 0.060183
4507 | 1 | 0.00013984 | 0 | 0 | 0.00011748 | 0.00011416 | 0 | 0.31865 | 0.7391 | 0.0001 | 0.0083333 | 0.018303 | 0
4508 | 1 | 0.00012574 | 0 | 0 | 8.8113e-05 | 0.00011416 | 0 | 0.29464 | 0.7422 | 0.0001 | 0.0083333 | 0.16083 | 0
4509 | 1 | 0.00011749 | 2.862e-06 | 0 | 5.8742e-05 | 0.00011416 | 0 | 0.35789 | 0.6979 | 0.0001 | 0 | 0.20159 | 0
4510 | 1 | 0.00012195 | 2.3367e-05 | 0 | 3.7595e-05 | 0.00011416 | 0 | 0.33947 | 0.6362 | 0.0001 | 0 | 0.11721 | 0
4511 | 1 | 0.00010933 | 3.7956e-05 | 0 | 2.3497e-05 | 0.00011416 | 0 | 0.41793 | 0.6056 | 0.0001 | 0 | 0.033674 | 0
4512 | 1 | 8.6114e-05 | 4.7921e-05 | 0 | 9.3987e-06 | 0.00011416 | 0 | 0.45556 | 0.6384 | 0.0001 | 0 | 0.0013373 | 0
4513 | 1 | 7.0546e-05 | 5.4221e-05 | 0 | 5.8742e-06 | 0.00011416 | 0 | 0.494 | 0.6723 | 0.0001 | 0 | 0.087075 | 0
4514 | 1 | 5.9335e-05 | 5.9195e-05 | 0 | 2.3497e-06 | 0.00011416 | 0 | 0.54363 | 0.669 | 0.0001 | 0 | 0.3562 | 0
4515 | 1 | 5.537e-05 | 6.5041e-05 | 0 | 1.1748e-06 | 0.00011416 | 0 | 0.51081 | 0.658 | 0.0001 | 0 | 0.4593 | 0
4516 | 1 | 5.7442e-05 | 7.0486e-05 | 0 | 1.4098e-05 | 0.00011416 | 0 | 0.46037 | 0.6436 | 0.0001 | 0 | 0.28213 | 0
4517 | 1 | 6.3488e-05 | 6.4517e-05 | 0 | 3.7595e-05 | 0.00011416 | 0 | 0.41954 | 0.6548 | 0.0001 | 0 | 0.081921 | 0
4518 | 1 | 9.0671e-05 | 4.4047e-05 | 0 | 9.3987e-05 | 0.00011416 | 0 | 0.41954 | 0.6775 | 0.0001 | 0 | 0.001829 | 0
4519 | 1 | 0.00012136 | 1.9842e-05 | 0 | 0.0001821 | 0.00011416 | 0.0043123 | 0.43155 | 0.7046 | 0.0001 | 0.0083333 | 0.018303 | 0.0043123
4520 | 1 | 0.00014716 | 0 | 0 | 0.0001586 | 0.00011416 | 0.001872 | 0.45637 | 0.7024 | 0.0001 | 0.0083333 | 0.16083 | 0.001872
4521 | 1 | 0.00015981 | 0 | 0 | 0.00014685 | 0.00011416 | 0.017517 | 0.50761 | 0.6834 | 0.0001 | 0.0083333 | 0.20159 | 0.017517
4522 | 1 | 0.00016678 | 0 | 0 | 0.00016448 | 0.00011416 | 0.0059057 | 0.52282 | 0.6763 | 0.0001 | 0.0083333 | 0.11721 | 0.0059057
4523 | 1 | 0.00017607 | 0 | 0 | 0.00018797 | 0.00011416 | 0 | 0.54123 | 0.6465 | 0.0001 | 0.016667 | 0.033674 | 0
4524 | 1 | 0.00017194 | 0 | 0 | 0.00020677 | 0.00011416 | 0 | 0.54043 | 0.5878 | 0.0001 | 0.025 | 0.0013373 | 0
4525 | 1 | 0.00017251 | 0 | 0 | 0.00018797 | 0.00011416 | 0 | 0.57086 | 0.5258 | 0.0001 | 0.016667 | 0.087075 | 0
4526 | 1 | 0.0001653 | 0 | 0 | 0.00019032 | 0.00011416 | 0 | 0.55564 | 0.4777 | 0.0001 | 0.0083333 | 0.3562 | 0
4527 | 1 | 0.00015994 | 0 | 0 | 0.00021382 | 0.00011416 | 0.012692 | 0.53883 | 0.4382 | 0.0001 | 0.0083333 | 0.4593 | 0.012692
4528 | 1 | 0.00015721 | 0 | 0 | 0.00022322 | 0.00011416 | 0 | 0.52842 | 0.4144 | 0.0001 | 0.0083333 | 0.28213 | 0
4529 | 1 | 0.00015556 | 0 | 0 | 0.00022322 | 0.00011416 | 0.011555 | 0.48679 | 0.3642 | 0.0001 | 0.016667 | 0.081921 | 0.011555
4530 | 1 | 0.00014619 | 0 | 0 | 0.00016448 | 0.00011416 | 0 | 0.40753 | 0.3163 | 0.0001 | 0.016667 | 0.001829 | 0
4531 | 1 | 0.00013013 | 0 | 0 | 0.00011748 | 0.00011416 | 0 | 0.35468 | 0.2601 | 0.0001 | 0.0083333 | 0.018303 | 0
4532 | 1 | 0.00012018 | 5.0783e-06 | 0 | 8.8113e-05 | 0.00011416 | 0 | 0.28743 | 0.2545 | 0.0001 | 0.0083333 | 0.16083 | 0
4533 | 1 | 0.00011337 | 1.9039e-05 | 0 | 5.8742e-05 | 0.00011416 | 0 | 0.31865 | 0.2879 | 0.0001 | 0.0083333 | 0.20159 | 0
4534 | 1 | 0.00012091 | 2.6125e-05 | 0 | 3.7595e-05 | 0.00011416 | 0 | 0.30985 | 0.2891 | 0.0001 | 0.0083333 | 0.11721 | 0
4535 | 1 | 0.0001084 | 3.1203e-05 | 0 | 2.3497e-05 | 0.00011416 | 0 | 0.29223 | 0.2546 | 0.0001 | 0.0083333 | 0.033674 | 0
4536 | 1 | 8.2491e-05 | 3.7747e-05 | 0 | 9.3987e-06 | 0.00011416 | 0 | 0.24259 | 0.2019 | 0.0001 | 0.0083333 | 0.0013373 | 0
4537 | 1 | 6.7996e-05 | 4.7799e-05 | 0 | 5.8742e-06 | 0.00011416 | 0 | 0.19776 | 0.1653 | 0.0001 | 0.0083333 | 0.084249 | 0
4538 | 1 | 5.7754e-05 | 6.1097e-05 | 0 | 2.3497e-06 | 0.00011416 | 0 | 0.15612 | 0.1431 | 0.0001 | 0.0083333 | 0.34559 | 0
4539 | 1 | 5.0836e-05 | 7.5005e-05 | 0 | 1.1748e-06 | 0.00011416 | 0 | 0.11129 | 0.1221 | 0.0001 | 0.0083333 | 0.44538 | 0
4540 | 1 | 5.0161e-05 | 8.853e-05 | 0 | 1.4098e-05 | 0.00011416 | 0 | 0.083267 | 0.1161 | 0.0001 | 0 | 0.27383 | 0
4541 | 1 | 6.0194e-05 | 7.8059e-05 | 0 | 3.7595e-05 | 0.00011416 | 0 | 0.071257 | 0.1323 | 0.0001 | 0 | 0.079544 | 0
4542 | 1 | 8.487e-05 | 5.7659e-05 | 0 | 9.3987e-05 | 0.00011416 | 0 | 0.059247 | 0.1457 | 0.0001 | 0 | 0.0018044 | 0
4543 | 1 | 0.00011822 | 3.7904e-05 | 0 | 0.0001821 | 0.00011416 | 0.022163 | 0.056845 | 0.1446 | 0.0001 | 0 | 0.017434 | 0.022163
4544 | 1 | 0.00014481 | 1.7312e-05 | 0 | 0.0001586 | 0.00011416 | 0.023433 | 0.068855 | 0.1309 | 0.0001 | 0.0083333 | 0.15523 | 0.023433
4545 | 1 | 0.00015714 | 0 | 0 | 0.00014685 | 0.00011416 | 0.26756 | 0.07526 | 0.1174 | 0.0001 | 0.025 | 0.19557 | 0.26756
4546 | 1 | 0.00016341 | 0 | 0 | 0.00016448 | 0.00011416 | 0.52966 | 0.11769 | 0.1 | 0.0001 | 0.033333 | 0.11419 | 0.52966
4547 | 1 | 0.00017033 | 0 | 0 | 0.00018797 | 0.00011416 | 0.52393 | 0.15693 | 0.0894 | 0.0001 | 0.025 | 0.033057 | 0.52393
4548 | 1 | 0.00016508 | 0 | 0 | 0.00020677 | 0.00011416 | 0.58101 | 0.15132 | 0.0829 | 0.0001 | 0.0083333 | 0.0013373 | 0.58101
4549 | 1 | 0.00016287 | 0 | 0 | 0.00018797 | 0.00011416 | 0.1276 | 0.1249 | 0.0679 | 0.0001 | 0.0083333 | 0.078782 | 0.1276
4550 | 1 | 0.00016062 | 0 | 0 | 0.00019032 | 0.00011416 | 0.0036326 | 0.11529 | 0.0517 | 0.0001 | 0.0083333 | 0.32501 | 0.0036326
4551 | 1 | 0.00015436 | 0 | 0 | 0.00021382 | 0.00011416 | 0.09243 | 0.11689 | 0.0355 | 0.0001 | 0.0083333 | 0.41838 | 0.09243
4552 | 1 | 0.0001515 | 0 | 0 | 0.00022322 | 0.00011416 | 0.094257 | 0.10809 | 0.0158 | 0.0001 | 0 | 0.25771 | 0.094257
4553 | 1 | 0.00015086 | 0 | 0 | 0.00022322 | 0.00011416 | 0.071314 | 0.10408 | 0.0035 | 0.0001 | 0 | 0.074929 | 0.071314
4554 | 1 | 0.00014253 | 0 | 0 | 0.00016448 | 0.00011416 | 0.10933 | 0.094476 | 0.0006 | 0.0001 | 0 | 0.0017558 | 0.10933
4555 | 1 | 0.00012875 | 6.7885e-06 | 0 | 0.00011748 | 0.00011416 | 0 | 0.084868 | 0 | 0.0001 | 0 | 0.015778 | 0
4556 | 1 | 0.00010817 | 5.0207e-05 | 0 | 8.8113e-05 | 0.00011416 | 0 | 0.064051 | 0 | 0.0001 | 0 | 0.14442 | 0
4557 | 1 | 9.9646e-05 | 7.5477e-05 | 0 | 5.8742e-05 | 0.00011416 | 0 | 0.066453 | 0.0063 | 0.0001 | 0 | 0.1839 | 0
4558 | 1 | 0.00011002 | 8.7239e-05 | 0 | 3.7595e-05 | 0.00011416 | 0 | 0.067254 | 0.0258 | 0.0001 | 0 | 0.10831 | 0
4559 | 1 | 9.8672e-05 | 9.5755e-05 | 0 | 2.3497e-05 | 0.00011416 | 0 | 0.054444 | 0.0469 | 0.0001 | 0 | 0.031847 | 0
4560 | 1 | 7.5713e-05 | 0.00010345 | 0 | 9.3987e-06 | 0.00011416 | 0 | 0.036829 | 0.0711 | 0.0001 | 0 | 0.0013373 | 0
4561 | 1 | 6.2205e-05 | 0.00011075 | 0 | 5.8742e-06 | 0.00011416 | 0 | 0.048038 | 0.1012 | 0.0001 | 0 | 0.073557 | 0
4562 | 1 | 5.2614e-05 | 0.00011944 | 0 | 2.3497e-06 | 0.00011416 | 0 | 0.060048 | 0.1284 | 0.0001 | 0 | 0.30527 | 0
4563 | 1 | 4.835e-05 | 0.0001279 | 0 | 1.1748e-06 | 0.00011416 | 0 | 0.048839 | 0.1513 | 0.0001 | 0.0083333 | 0.39249 | 0
4564 | 1 | 4.7293e-05 | 0.00013291 | 0 | 1.4098e-05 | 0.00011416 | 0 | 0.056045 | 0.1676 | 0.0001 | 0.0083333 | 0.24223 | 0
4565 | 1 | 5.4589e-05 | 0.00011062 | 0 | 3.7595e-05 | 0.00011416 | 0 | 0.072058 | 0.1649 | 0.0001 | 0.0083333 | 0.070496 | 0
4566 | 1 | 8.2706e-05 | 7.5826e-05 | 0 | 9.3987e-05 | 0.00011416 | 0 | 0.084868 | 0.1538 | 0.0001 | 0.0083333 | 0.0017082 | 0
4567 | 1 | 0.0001208 | 3.6456e-05 | 0 | 0.0001821 | 0.00011416 | 0.11954 | 0.079263 | 0.1388 | 0.0001 | 0.0083333 | 0.01423 | 0.11954
4568 | 1 | 0.00014712 | 0 | 0 | 0.0001586 | 0.00011416 | 0.34 | 0.033627 | 0.1275 | 0.0001 | 0.0083333 | 0.13412 | 0.34
4569 | 1 | 0.00015859 | 0 | 0 | 0.00014685 | 0.00011416 | 0.53827 | 0.015212 | 0.1126 | 0.0001 | 0.0083333 | 0.17269 | 0.53827
4570 | 1 | 0.000165 | 0 | 0 | 0.00016448 | 0.00011416 | 0.71172 | 0.025621 | 0.0842 | 0.0001 | 0.0083333 | 0.10263 | 0.71172
4571 | 1 | 0.00017013 | 0 | 0 | 0.00018797 | 0.00011416 | 0.90815 | 0.018415 | 0.054 | 0.0001 | 0.0083333 | 0.030666 | 0.90815
4572 | 1 | 0.00016136 | 0 | 0 | 0.00020677 | 0.00011416 | 0.90462 | 0.0080064 | 0.0325 | 0.0001 | 0.016667 | 0.0013373 | 0.90462
4573 | 1 | 0.00016035 | 0 | 9.0524e-05 | 0.00018797 | 0.00011416 | 0.907 | 0.0056045 | 0.0215 | 0.0001 | 0.016667 | 0.06381 | 0.907
4574 | 1 | 0.00014959 | 0 | 0.0005921 | 0.00019032 | 0.00011416 | 0.85273 | 0.0048038 | 0.019 | 0.0001 | 0.016667 | 0.26822 | 0.85273
4575 | 1 | 0.00013849 | 0 | 0.00087291 | 0.00021382 | 0.00011416 | 0.73275 | 0.0080064 | 0.0185 | 0.0001 | 0.0083333 | 0.34396 | 0.73275
4576 | 1 | 0.00013623 | 0 | 0.00092187 | 0.00022322 | 0.00011416 | 0.54876 | 0.01201 | 0.0253 | 0.0001 | 0.0083333 | 0.21317 | 0.54876
4577 | 1 | 0.00013579 | 0 | 0.0007593 | 0.00022322 | 0.00011416 | 0.34508 | 0.020016 | 0.0367 | 0.0001 | 0.0083333 | 0.062162 | 0.34508
4578 | 1 | 0.00013355 | 0 | 0.00023647 | 0.00016448 | 0.00011416 | 0.12472 | 0.02482 | 0.0579 | 0.0001 | 0.0083333 | 0.0016155 | 0.12472
4579 | 1 | 0.00012302 | 0 | 0 | 0.00011748 | 0.00011416 | 0 | 0.043235 | 0.0948 | 0.0001 | 0 | 0.011446 | 0
4580 | 1 | 0.00011135 | 0 | 0 | 8.8113e-05 | 0.00011416 | 0 | 0.090472 | 0.1504 | 0.0001 | 0 | 0.11501 | 0
4581 | 1 | 0.00010342 | 0 | 0 | 5.8742e-05 | 0.00011416 | 0 | 0.13691 | 0.2063 | 0.0001 | 0 | 0.15168 | 0
4582 | 1 | 0.00011362 | 7.6785e-06 | 0 | 3.7595e-05 | 0.00011416 | 0 | 0.18094 | 0.2264 | 0.0001 | 0 | 0.091868 | 0
4583 | 1 | 0.0001049 | 2.1552e-05 | 0 | 2.3497e-05 | 0.00011416 | 0 | 0.23699 | 0.2486 | 0.0001 | 0 | 0.028393 | 0
4584 | 1 | 8.0875e-05 | 3.1726e-05 | 0 | 9.3987e-06 | 0.00011416 | 0 | 0.22018 | 0.2815 | 0.0001 | 0 | 0.0013373 | 0
4585 | 1 | 6.3816e-05 | 3.9928e-05 | 0 | 5.8742e-06 | 0.00011416 | 0 | 0.14892 | 0.3207 | 0.0001 | 0 | 0.057093 | 0
4586 | 1 | 5.1698e-05 | 4.9247e-05 | 0 | 2.3497e-06 | 0.00011416 | 0 | 0.1257 | 0.286 | 0.0001 | 0 | 0.24249 | 0
4587 | 1 | 4.4104e-05 | 6.2929e-05 | 0 | 1.1748e-06 | 0.00011416 | 0 | 0.14091 | 0.2191 | 0.0001 | 0 | 0.31032 | 0
4588 | 1 | 3.5608e-05 | 7.4796e-05 | 0 | 1.4098e-05 | 0.00011416 | 0 | 0.13531 | 0.1762 | 0.0001 | 0 | 0.19297 | 0
4589 | 1 | 3.2695e-05 | 5.6333e-05 | 0 | 3.7595e-05 | 0.00011416 | 0 | 0.10649 | 0.1374 | 0.0001 | 0 | 0.056361 | 0
4590 | 1 | 3.8681e-05 | 1.5026e-05 | 0 | 9.3987e-05 | 0.00011416 | 0 | 0.080064 | 0.1099 | 0.0001 | 0 | 0.0015481 | 0
4591 | 1 | 6.0368e-05 | 0 | 0 | 0.0001821 | 0.00011416 | 0.082647 | 0.081665 | 0.0985 | 0.0001 | 0 | 0.0096143 | 0.082647
4592 | 1 | 8.3473e-05 | 0 | 0 | 0.0001586 | 0.00011416 | 0.30022 | 0.07446 | 0.0868 | 0.0001 | 0 | 0.10194 | 0.30022
4593 | 1 | 0.00010384 | 0 | 7.0203e-05 | 0.00014685 | 0.00011416 | 0.50077 | 0.028823 | 0.0679 | 0.0001 | 0 | 0.13708 | 0.50077
4594 | 1 | 9.8202e-05 | 0 | 0.0018946 | 0.00016448 | 0.00011416 | 0.675 | 0.032026 | 0.0525 | 0.0001 | 0.0083333 | 0.084313 | 0.675
4595 | 1 | 9.302e-05 | 0 | 0.0028201 | 0.00018797 | 0.00011416 | 0.84688 | 0.035228 | 0.0587 | 0.0001 | 0.0083333 | 0.026764 | 0.84688
4596 | 1 | 8.5477e-05 | 0 | 0.0033559 | 0.00020677 | 0.00011416 | 0.85742 | 0.060048 | 0.0859 | 0.0001 | 0.0083333 | 0.0013373 | 0.85742
4597 | 1 | 7.8571e-05 | 0 | 0.0035628 | 0.00018797 | 0.00011416 | 0.86002 | 0.15052 | 0.1306 | 0.0001 | 0.0083333 | 0.046976 | 0.86002
4598 | 1 | 7.0783e-05 | 0 | 0.0034335 | 0.00019032 | 0.00011416 | 0.78131 | 0.23539 | 0.1511 | 0.0001 | 0.0083333 | 0.20336 | 0.78131
4599 | 1 | 6.8578e-05 | 0 | 0.0029457 | 0.00021382 | 0.00011416 | 0.51497 | 0.24179 | 0.1317 | 0.0001 | 0.0083333 | 0.25925 | 0.51497
4600 | 1 | 7.304e-05 | 0 | 0.0022068 | 0.00022322 | 0.00011416 | 0.49364 | 0.24019 | 0.1269 | 0.0001 | 0.0083333 | 0.1622 | 0.49364
4601 | 1 | 8.5646e-05 | 0 | 0.0012757 | 0.00022322 | 0.00011416 | 0.27885 | 0.23699 | 0.1562 | 0.0001 | 0.0083333 | 0.047516 | 0.27885
4602 | 1 | 9.334e-05 | 0 | 0.00017089 | 0.00016448 | 0.00011416 | 0.07907 | 0.22498 | 0.2477 | 0.0001 | 0.0083333 | 0.0014402 | 0.07907
4603 | 1 | 8.9376e-05 | 0 | 0 | 0.00011748 | 0.00011416 | 0 | 0.22178 | 0.3768 | 0.0001 | 0.0083333 | 0.0070149 | 0
4604 | 1 | 8.4343e-05 | 0 | 0 | 8.8113e-05 | 0.00011416 | 0 | 0.20737 | 0.4895 | 0.0001 | 0.0083333 | 0.082421 | 0
4605 | 1 | 7.9997e-05 | 0 | 0 | 5.8742e-05 | 0.00011416 | 0 | 0.20016 | 0.5125 | 0.0001 | 0.0083333 | 0.11489 | 0
4606 | 1 | 8.8971e-05 | 6.0381e-06 | 0 | 3.7595e-05 | 0.00011416 | 0 | 0.19295 | 0.4687 | 0.0001 | 0.0083333 | 0.072661 | 0
4607 | 1 | 7.9291e-05 | 2.4222e-05 | 0 | 2.3497e-05 | 0.00011416 | 0 | 0.20496 | 0.4152 | 0.0001 | 0 | 0.02419 | 0
4608 | 1 | 5.8378e-05 | 3.9632e-05 | 0 | 9.3987e-06 | 0.00011416 | 0 | 0.17614 | 0.3442 | 0.0001 | 0 | 0.0013373 | 0
4609 | 1 | 4.2993e-05 | 5.0521e-05 | 0 | 5.8742e-06 | 0.00011416 | 0 | 0.15532 | 0.2782 | 0.0001 | 0 | 0.039802 | 0
4610 | 1 | 3.4181e-05 | 5.6804e-05 | 0 | 2.3497e-06 | 0.00011416 | 0 | 0.17614 | 0.2371 | 0.0001 | 0 | 0.17527 | 0
4611 | 1 | 2.8639e-05 | 5.8601e-05 | 0 | 1.1748e-06 | 0.00011416 | 0 | 0.18415 | 0.1773 | 0.0001 | 0 | 0.22268 | 0
4612 | 1 | 2.3818e-05 | 5.9736e-05 | 0 | 1.4098e-05 | 0.00011416 | 0 | 0.17934 | 0.1313 | 0.0001 | 0 | 0.14009 | 0
4613 | 1 | 2.0363e-05 | 5.3314e-05 | 0 | 3.7595e-05 | 0.00011416 | 0 | 0.17774 | 0.1208 | 0.0001 | 0 | 0.041147 | 0
4614 | 1 | 2.3874e-05 | 3.2267e-05 | 0 | 9.3987e-05 | 0.00011416 | 0 | 0.17854 | 0.1307 | 0.0001 | 0 | 0.0013575 | 0
4615 | 1 | 4.0151e-05 | 6.0556e-06 | 0 | 0.0001821 | 0.00011416 | 0 | 0.15612 | 0.1747 | 0.0001 | 0 | 0.0053101 | 0
4616 | 1 | 5.5841e-05 | 0 | 0 | 0.0001586 | 0.00011416 | 0.027356 | 0.10168 | 0.2344 | 0.0001 | 0 | 0.068734 | 0.027356
4617 | 1 | 6.9748e-05 | 0 | 0 | 0.00014685 | 0.00011416 | 0.091539 | 0.092074 | 0.3175 | 0.0001 | 0 | 0.098975 | 0.091539
4618 | 1 | 8.2088e-05 | 0 | 0 | 0.00016448 | 0.00011416 | 0 | 0.11129 | 0.394 | 0.0001 | 0.016667 | 0.064153 | 0
4619 | 1 | 9.2563e-05 | 0 | 0 | 0.00018797 | 0.00011416 | 0 | 0.13611 | 0.4575 | 0.0001 | 0.025 | 0.022253 | 0
4620 | 1 | 9.9136e-05 | 0 | 0 | 0.00020677 | 0.00011416 | 0 | 0.14572 | 0.5102 | 0.0001 | 0.025 | 0.0013373 | 0
4621 | 1 | 8.6054e-05 | 0 | 0 | 0.00018797 | 0.00011416 | 0.001248 | 0.17854 | 0.5528 | 0.0001 | 0.025 | 0.031913 | 0.001248
4622 | 1 | 7.8802e-05 | 0 | 0 | 0.00019032 | 0.00011416 | 0 | 0.22898 | 0.5866 | 0.0001 | 0.025 | 0.14396 | 0
4623 | 1 | 7.6257e-05 | 0 | 0 | 0.00021382 | 0.00011416 | 0 | 0.26741 | 0.6056 | 0.0001 | 0.025 | 0.18203 | 0
4624 | 1 | 7.6375e-05 | 0 | 0 | 0.00022322 | 0.00011416 | 0.0042677 | 0.25861 | 0.6079 | 0.0001 | 0.025 | 0.1154 | 0.0042677
4625 | 1 | 8.0295e-05 | 0 | 0 | 0.00022322 | 0.00011416 | 0.033273 | 0.24019 | 0.6261 | 0.0001 | 0.025 | 0.03402 | 0.033273
4626 | 1 | 8.2007e-05 | 0 | 0 | 0.00016448 | 0.00011416 | 0.00057943 | 0.22658 | 0.6614 | 0.0001 | 0.025 | 0.0012587 | 0.00057943
4627 | 1 | 8.3283e-05 | 0 | 0 | 0.00011748 | 0.00011416 | 0 | 0.18975 | 0.6622 | 0.0001 | 0.025 | 0.0035994 | 0
4628 | 1 | 8.064e-05 | 0 | 0 | 8.8113e-05 | 0.00011416 | 0 | 0.15532 | 0.6388 | 0.0001 | 0.025 | 0.053873 | 0
4629 | 1 | 7.844e-05 | 1.0942e-05 | 0 | 5.8742e-05 | 0.00011416 | 0 | 0.16974 | 0.5962 | 0.0001 | 0.025 | 0.081237 | 0
4630 | 1 | 8.1946e-05 | 1.712e-05 | 0 | 3.7595e-05 | 0.00011416 | 0 | 0.16253 | 0.5511 | 0.0001 | 0.025 | 0.054488 | 0
4631 | 1 | 6.8731e-05 | 2.1291e-05 | 0 | 2.3497e-05 | 0.00011416 | 0 | 0.18335 | 0.5101 | 0.0001 | 0.0083333 | 0.019982 | 0
4632 | 1 | 5.1536e-05 | 2.2198e-05 | 0 | 9.3987e-06 | 0.00011416 | 0 | 0.18575 | 0.4719 | 0.0001 | 0.0083333 | 0.0013373 | 0
4633 | 1 | 4.1562e-05 | 2.2861e-05 | 0 | 5.8742e-06 | 0.00011416 | 0 | 0.18335 | 0.4257 | 0.0001 | 0 | 0.025142 | 0
4634 | 1 | 3.6719e-05 | 2.3472e-05 | 0 | 2.3497e-06 | 0.00011416 | 0 | 0.17214 | 0.3327 | 0.0001 | 0 | 0.11662 | 0
4635 | 1 | 3.4843e-05 | 2.4659e-05 | 0 | 1.1748e-06 | 0.00011416 | 0 | 0.18415 | 0.2803 | 0.0001 | 0 | 0.14666 | 0
4636 | 1 | 4.0483e-05 | 2.5898e-05 | 0 | 1.4098e-05 | 0.00011416 | 0 | 0.16573 | 0.2598 | 0.0001 | 0 | 0.0938 | 0
4637 | 1 | 5.1993e-05 | 2.2163e-05 | 0 | 3.7595e-05 | 0.00011416 | 0 | 0.14972 | 0.2461 | 0.0001 | 0 | 0.027767 | 0
4638 | 1 | 7.9157e-05 | 1.2164e-05 | 0 | 9.3987e-05 | 0.00011416 | 0 | 0.16493 | 0.2441 | 0.0001 | 0 | 0.0011648 | 0
4639 | 1 | 0.0001115 | 0 | 0 | 0.0001821 | 0.00011416 | 0 | 0.18014 | 0.2596 | 0.0001 | 0 | 0.0023023 | 0
4640 | 1 | 0.00013388 | 0 | 0 | 0.0001586 | 0.00011416 | 0 | 0.19376 | 0.2524 | 0.0001 | 0 | 0.041324 | 0
4641 | 1 | 0.00015121 | 0 | 0 | 0.00014685 | 0.00011416 | 0 | 0.21697 | 0.2725 | 0.0001 | 0 | 0.065756 | 0
4642 | 1 | 0.00015982 | 0 | 0 | 0.00016448 | 0.00011416 | 0 | 0.18255 | 0.2933 | 0.0001 | 0 | 0.045845 | 0
4643 | 1 | 0.0001671 | 0 | 0 | 0.00018797 | 0.00011416 | 0 | 0.16733 | 0.3265 | 0.0001 | 0 | 0.017871 | 0
4644 | 1 | 0.00016089 | 0 | 0 | 0.00020677 | 0.00011416 | 0 | 0.18255 | 0.365 | 0.0001 | 0.0083333 | 0.0013373 | 0
4645 | 1 | 0.0001591 | 0 | 0 | 0.00018797 | 0.00011416 | 0 | 0.18175 | 0.4313 | 0.0001 | 0.0083333 | 0.019404 | 0
4646 | 1 | 0.00015432 | 0 | 0 | 0.00019032 | 0.00011416 | 0 | 0.20096 | 0.5257 | 0.0001 | 0.0083333 | 0.092983 | 0
4647 | 1 | 0.00015093 | 0 | 0 | 0.00021382 | 0.00011416 | 0 | 0.23699 | 0.5704 | 0.0001 | 0.0083333 | 0.11619 | 0
4648 | 1 | 0.00015062 | 0 | 0 | 0.00022322 | 0.00011416 | 0 | 0.28102 | 0.6011 | 0.0001 | 0.0083333 | 0.075076 | 0
4649 | 1 | 0.00014806 | 0 | 0 | 0.00022322 | 0.00011416 | 0 | 0.29223 | 0.6464 | 0.0001 | 0.0083333 | 0.022332 | 0
4650 | 1 | 0.00014322 | 0 | 0 | 0.00016448 | 0.00011416 | 0 | 0.32506 | 0.7047 | 0.0001 | 0.0083333 | 0.0010757 | 0
4651 | 1 | 0.00012945 | 0 | 0 | 0.00011748 | 0.00011416 | 0 | 0.34027 | 0.7305 | 0.0001 | 0.0083333 | 0.0013616 | 0
4652 | 1 | 0.00011685 | 0 | 0 | 8.8113e-05 | 0.00011416 | 0 | 0.34187 | 0.7314 | 0.0001 | 0.0083333 | 0.030893 | 0
4653 | 1 | 0.000108 | 0 | 0 | 5.8742e-05 | 0.00011416 | 0 | 0.30344 | 0.732 | 0.0001 | 0.0083333 | 0.052378 | 0
4654 | 1 | 0.00011771 | 0 | 0 | 3.7595e-05 | 0.00011416 | 0 | 0.28343 | 0.71 | 0.0001 | 0 | 0.038168 | 0
4655 | 1 | 0.0001002 | 0 | 0 | 2.3497e-05 | 0.00011416 | 0 | 0.27462 | 0.6542 | 0.0001 | 0 | 0.015913 | 0
4656 | 1 | 7.7951e-05 | 0 | 0 | 9.3987e-06 | 0.00011416 | 0 | 0.31465 | 0.5782 | 0.0001 | 0 | 0.0013373 | 0
4657 | 1 | 6.7849e-05 | 1.2914e-06 | 0 | 5.8742e-06 | 0.00011416 | 0 | 0.32026 | 0.5428 | 0.0001 | 0 | 0.014612 | 0
4658 | 1 | 5.6716e-05 | 3.2634e-06 | 0 | 2.3497e-06 | 0.00011416 | 0 | 0.30184 | 0.4697 | 0.0001 | 0 | 0.072776 | 0
4659 | 1 | 5.2247e-05 | 5.9858e-06 | 0 | 1.1748e-06 | 0.00011416 | 0 | 0.28903 | 0.3795 | 0.0001 | 0 | 0.090263 | 0
4660 | 1 | 5.365e-05 | 8.8827e-06 | 0 | 1.4098e-05 | 0.00011416 | 0 | 0.29784 | 0.3431 | 0.0001 | 0 | 0.059026 | 0
4661 | 1 | 6.0966e-05 | 6.9456e-06 | 0 | 3.7595e-05 | 0.00011416 | 0 | 0.2466 | 0.3461 | 0.0001 | 0 | 0.017657 | 0
4662 | 1 | 8.255e-05 | 0 | 0 | 9.3987e-05 | 0.00011416 | 0 | 0.21057 | 0.2819 | 0.0001 | 0 | 0.00099127 | 0
4663 | 1 | 0.00010958 | 0 | 0 | 0.0001821 | 0.00011416 | 0.0037106 | 0.21938 | 0.2375 | 0.0001 | 0 | 0.00071998 | 0.0037106
4664 | 1 | 0.00013248 | 0 | 0 | 0.0001586 | 0.00011416 | 0.052126 | 0.19776 | 0.2193 | 0.0001 | 0 | 0.022384 | 0.052126
4665 | 1 | 0.00014848 | 0 | 0 | 0.00014685 | 0.00011416 | 0.098581 | 0.20416 | 0.2272 | 0.0001 | 0 | 0.04095 | 0.098581
4666 | 1 | 0.00015391 | 0 | 0 | 0.00016448 | 0.00011416 | 0.1241 | 0.20096 | 0.1959 | 0.0001 | 0.0083333 | 0.0314 | 0.1241
4667 | 1 | 0.00016185 | 0 | 0 | 0.00018797 | 0.00011416 | 0.0012369 | 0.21857 | 0.1571 | 0.0001 | 0.0083333 | 0.014105 | 0.0012369
4668 | 1 | 0.00015857 | 0 | 0 | 0.00020677 | 0.00011416 | 0 | 0.22498 | 0.1372 | 0.0001 | 0.0083333 | 0.0013373 | 0
4669 | 1 | 0.0001579 | 0 | 0 | 0.00018797 | 0.00011416 | 0 | 0.22578 | 0.1357 | 0.0001 | 0.0083333 | 0.010683 | 0
4670 | 1 | 0.00015556 | 0 | 0 | 0.00019032 | 0.00011416 | 0 | 0.23779 | 0.1345 | 0.0001 | 0.0083333 | 0.055732 | 0
4671 | 1 | 0.00015049 | 0 | 0 | 0.00021382 | 0.00011416 | 0 | 0.2538 | 0.1309 | 0.0001 | 0.0083333 | 0.068513 | 0
4672 | 1 | 0.00014651 | 0 | 0 | 0.00022322 | 0.00011416 | 0 | 0.22738 | 0.126 | 0.0001 | 0.0083333 | 0.045444 | 0
4673 | 1 | 0.00014598 | 0 | 0 | 0.00022322 | 0.00011416 | 0.0054266 | 0.20897 | 0.1231 | 0.0001 | 0.0083333 | 0.013684 | 0.0054266
4674 | 1 | 0.00014 | 0 | 0 | 0.00016448 | 0.00011416 | 0.00351 | 0.16894 | 0.1151 | 0.0001 | 0.0083333 | 0.00091137 | 0.00351
4675 | 1 | 0.00012568 | 0 | 0 | 0.00011748 | 0.00011416 | 0 | 0.15773 | 0.1078 | 0.0001 | 0.0083333 | 0.00032027 | 0
4676 | 1 | 0.000114 | 0 | 0 | 8.8113e-05 | 0.00011416 | 0 | 0.11529 | 0.1134 | 0.0001 | 0.025 | 0.015602 | 0
4677 | 1 | 0.0001055 | 0 | 0 | 5.8742e-05 | 0.00011416 | 0 | 0.089672 | 0.1256 | 0.0001 | 0.025 | 0.031318 | 0
4678 | 1 | 0.00011437 | 4.0661e-06 | 0 | 3.7595e-05 | 0.00011416 | 0 | 0.082466 | 0.1342 | 0.0001 | 0 | 0.025484 | 0
4679 | 1 | 9.966e-05 | 1.4467e-05 | 0 | 2.3497e-05 | 0.00011416 | 0 | 0.08727 | 0.1411 | 0.0001 | 0 | 0.012438 | 0
4680 | 1 | 7.6137e-05 | 2.246e-05 | 0 | 9.3987e-06 | 0.00011416 | 0 | 0.072058 | 0.1333 | 0.0001 | 0 | 0.0013373 | 0
4681 | 1 | 6.4696e-05 | 2.9248e-05 | 0 | 5.8742e-06 | 0.00011416 | 0 | 0.068054 | 0.1218 | 0.0001 | 0.0083333 | 0.0081022 | 0
4682 | 1 | 5.3221e-05 | 3.485e-05 | 0 | 2.3497e-06 | 0.00011416 | 0 | 0.051241 | 0.1135 | 0.0001 | 0.0083333 | 0.044193 | 0
4683 | 1 | 4.7121e-05 | 3.9649e-05 | 0 | 1.1748e-06 | 0.00011416 | 0 | 0.040032 | 0.1252 | 0.0001 | 0.0083333 | 0.053873 | 0
4684 | 1 | 5.0026e-05 | 4.1586e-05 | 0 | 1.4098e-05 | 0.00011416 | 0 | 0.018415 | 0.1316 | 0.0001 | 0.016667 | 0.036217 | 0
4685 | 1 | 5.7836e-05 | 2.7992e-05 | 0 | 3.7595e-05 | 0.00011416 | 0 | 0.016813 | 0.1352 | 0.0001 | 0.058333 | 0.010974 | 0
4686 | 1 | 7.8702e-05 | 8.394e-06 | 0 | 9.3987e-05 | 0.00011416 | 0 | 0.025621 | 0.1446 | 0.0001 | 0.033333 | 0.00085063 | 0
4687 | 1 | 0.00010661 | 0 | 0 | 0.0001821 | 0.00011416 | 0 | 0.02482 | 0.1629 | 0.0001 | 0.016667 | 0.00013621 | 0
4688 | 1 | 0.00013101 | 0 | 0 | 0.0001586 | 0.00011416 | 0.036103 | 0.028823 | 0.1872 | 0.0001 | 0.0083333 | 0.011287 | 0.036103
4689 | 1 | 0.00014375 | 0 | 0 | 0.00014685 | 0.00011416 | 0.041084 | 0.036829 | 0.2139 | 0.0001 | 0.0083333 | 0.024803 | 0.041084
4690 | 1 | 0.00014959 | 0 | 0 | 0.00016448 | 0.00011416 | 0.027501 | 0.044836 | 0.2412 | 0.0001 | 0.0083333 | 0.021325 | 0.027501
4691 | 1 | 0.00015918 | 0 | 0 | 0.00018797 | 0.00011416 | 0 | 0.064852 | 0.2554 | 0.0001 | 0.0083333 | 0.011204 | 0
4692 | 1 | 0.00015192 | 0 | 0.00052098 | 0.00020677 | 0.00011416 | 0 | 0.084868 | 0.2438 | 0.0001 | 0 | 0.0013373 | 0
4693 | 1 | 0.00014731 | 0 | 0.00078978 | 0.00018797 | 0.00011416 | 0.032548 | 0.073659 | 0.2215 | 0.0001 | 0 | 0.0064666 | 0.032548
4694 | 1 | 0.00014022 | 0 | 0.00094312 | 0.00019032 | 0.00011416 | 0 | 0.063251 | 0.1903 | 0.0001 | 0 | 0.036671 | 0
4695 | 1 | 0.00013699 | 0 | 0.00093573 | 0.00021382 | 0.00011416 | 0.00234 | 0.05044 | 0.1583 | 0.0001 | 0 | 0.044379 | 0.00234
4696 | 1 | 0.00013635 | 0 | 0.00071403 | 0.00022322 | 0.00011416 | 0.026865 | 0.040032 | 0.1195 | 0.0001 | 0 | 0.030183 | 0.026865
4697 | 1 | 0.00014224 | 0 | 0.00021523 | 0.00022322 | 0.00011416 | 0.016347 | 0.046437 | 0.0813 | 0.0001 | 0 | 0.0091946 | 0.016347
4698 | 1 | 0.00013876 | 0 | 0 | 0.00016448 | 0.00011416 | 0.0076329 | 0.051241 | 0.0454 | 0.0001 | 0 | 0.00080689 | 0.0076329
4699 | 1 | 0.00012413 | 0 | 0 | 0.00011748 | 0.00011416 | 0 | 0.039231 | 0.0408 | 0.0001 | 0 | 5.8079e-05 | 0
4700 | 1 | 0.00011126 | 0 | 0 | 8.8113e-05 | 0.00011416 | 0 | 0.020016 | 0.0469 | 0.0001 | 0 | 0.0086334 | 0
4701 | 1 | 0.0001056 | 0 | 0 | 5.8742e-05 | 0.00011416 | 0 | 0.015212 | 0.0528 | 0.0001 | 0 | 0.020559 | 0
4702 | 1 | 0.00011422 | 0 | 0 | 3.7595e-05 | 0.00011416 | 0 | 0.014412 | 0.0567 | 0.0001 | 0 | 0.018522 | 0
4703 | 1 | 0.00010122 | 0 | 0 | 2.3497e-05 | 0.00011416 | 0 | 0.0080064 | 0.0593 | 0.0001 | 0 | 0.010334 | 0
4704 | 1 | 7.9762e-05 | 1.8498e-06 | 0 | 9.3987e-06 | 0.00011416 | 0 | 0.0088071 | 0.059 | 0.0001 | 0 | 0.0013373 | 0
4705 | 1 | 6.6805e-05 | 8.8827e-06 | 0 | 5.8742e-06 | 0.00011416 | 0 | 0.010408 | 0.0573 | 0.0001 | 0 | 0.0059748 | 0
4706 | 1 | 5.5731e-05 | 1.4258e-05 | 0 | 2.3497e-06 | 0.00011416 | 0 | 0.014412 | 0.0571 | 0.0001 | 0 | 0.034368 | 0
4707 | 1 | 5.3783e-05 | 1.8603e-05 | 0 | 1.1748e-06 | 0.00011416 | 0 | 0.020817 | 0.0607 | 0.0001 | 0 | 0.041482 | 0
4708 | 1 | 5.2753e-05 | 2.2303e-05 | 0 | 1.4098e-05 | 0.00011416 | 0 | 0.032826 | 0.071 | 0.0001 | 0 | 0.028332 | 0
4709 | 1 | 6.0803e-05 | 1.4729e-05 | 0 | 3.7595e-05 | 0.00011416 | 0 | 0.040833 | 0.0801 | 0.0001 | 0.0083333 | 0.0086474 | 0
4710 | 1 | 8.221e-05 | 1.2041e-06 | 0 | 9.3987e-05 | 0.00011416 | 0 | 0.042434 | 0.0846 | 0.0001 | 0.0083333 | 0.00079265 | 0
4711 | 1 | 0.00010737 | 0 | 0 | 0.0001821 | 0.00011416 | 0.000624 | 0.027222 | 0.0846 | 0.0001 | 0.0083333 | 4.1009e-05 | 0.000624
4712 | 1 | 0.00013194 | 0 | 0 | 0.0001586 | 0.00011416 | 0.016202 | 0.020817 | 0.0827 | 0.0001 | 0.0083333 | 0.0078515 | 0.016202
4713 | 1 | 0.00014345 | 0 | 0 | 0.00014685 | 0.00011416 | 0.048973 | 0.017614 | 0.0788 | 0.0001 | 0.0083333 | 0.019261 | 0.048973
4714 | 1 | 0.00014812 | 0 | 0.00036487 | 0.00016448 | 0.00011416 | 0.17858 | 0.017614 | 0.073 | 0.0001 | 0.0083333 | 0.017646 | 0.17858
4715 | 1 | 0.0001459 | 0 | 0.0017698 | 0.00018797 | 0.00011416 | 0.69346 | 0.023219 | 0.0711 | 0.0001 | 0.0083333 | 0.010054 | 0.69346
4716 | 1 | 0.00013107 | 0 | 0.002942 | 0.00020677 | 0.00011416 | 0.90449 | 0.02482 | 0.0787 | 0.0001 | 0 | 0.0013373 | 0.90449
4717 | 1 | 0.00011984 | 0 | 0.0038713 | 0.00018797 | 0.00011416 | 0.90705 | 0.021617 | 0.0996 | 0.0001 | 0.016667 | 0.0059748 | 0.90705
4718 | 1 | 0.00010948 | 0 | 0.0045151 | 0.00019032 | 0.00011416 | 0.85417 | 0.021617 | 0.1246 | 0.0001 | 0.016667 | 0.034368 | 0.85417
4719 | 1 | 0.00010354 | 0 | 0.0049308 | 0.00021382 | 0.00011416 | 0.72118 | 0.023219 | 0.1423 | 0.0001 | 0.016667 | 0.041482 | 0.72118
4720 | 1 | 0.00010087 | 0 | 0.0050786 | 0.00022322 | 0.00011416 | 0.52155 | 0.028022 | 0.1592 | 0.0001 | 0.025 | 0.028332 | 0.52155
4721 | 1 | 0.00010495 | 0 | 0.0049086 | 0.00022322 | 0.00011416 | 0.28879 | 0.040032 | 0.1944 | 0.0001 | 0.025 | 0.0086474 | 0.28879
4722 | 1 | 0.00010129 | 0 | 0.0043978 | 0.00016448 | 0.00011416 | 0.08609 | 0.061649 | 0.2521 | 0.0001 | 0.025 | 0.00079265 | 0.08609
4723 | 1 | 0.00010835 | 0 | 0.0024783 | 0.00011748 | 0.00011416 | 0 | 0.085669 | 0.3696 | 0.0001 | 0.0083333 | 4.1009e-05 | 0
4724 | 1 | 0.0001209 | 0 | 0.00061243 | 8.8113e-05 | 0.00011416 | 0 | 0.14652 | 0.4016 | 0.0001 | 0.0083333 | 0.0078515 | 0
4725 | 1 | 0.00011772 | 0 | 0 | 5.8742e-05 | 0.00011416 | 0 | 0.23379 | 0.4641 | 0.0001 | 0.0083333 | 0.019261 | 0
4726 | 1 | 0.00012627 | 0 | 0 | 3.7595e-05 | 0.00011416 | 0 | 0.26181 | 0.5661 | 0.0001 | 0.0083333 | 0.017646 | 0
4727 | 1 | 0.00010807 | 0 | 0 | 2.3497e-05 | 0.00011416 | 0 | 0.29464 | 0.6298 | 0.0001 | 0.0083333 | 0.010054 | 0
4728 | 1 | 8.5212e-05 | 0 | 0 | 9.3987e-06 | 0.00011416 | 0 | 0.34508 | 0.7056 | 0.0001 | 0 | 0.0013373 | 0
4729 | 1 | 6.8915e-05 | 0 | 0 | 5.8742e-06 | 0.00011416 | 0 | 0.39151 | 0.6738 | 0.0001 | 0 | 0.0069846 | 0
4730 | 1 | 5.8467e-05 | 0 | 0 | 2.3497e-06 | 0.00011416 | 0 | 0.48199 | 0.558 | 0.0001 | 0 | 0.039075 | 0
4731 | 1 | 5.7199e-05 | 0 | 0 | 1.1748e-06 | 0.00011416 | 0 | 0.56365 | 0.398 | 0.0001 | 0 | 0.047408 | 0
4732 | 1 | 5.6258e-05 | 0 | 0 | 1.4098e-05 | 0.00011416 | 0 | 0.53002 | 0.365 | 0.0001 | 0 | 0.032113 | 0
4733 | 1 | 5.8313e-05 | 0 | 0 | 3.7595e-05 | 0.00011416 | 0 | 0.48839 | 0.6002 | 0.0001 | 0 | 0.0097645 | 0
4734 | 1 | 7.8195e-05 | 0 | 0 | 9.3987e-05 | 0.00011416 | 0 | 0.43955 | 0.7071 | 0.0001 | 0 | 0.0008213 | 0
4735 | 1 | 0.00010908 | 0 | 0 | 0.0001821 | 0.00011416 | 0.10783 | 0.36589 | 0.693 | 0.0001 | 0 | 7.933e-05 | 0.10783
4736 | 1 | 0.00013214 | 0 | 0.00031684 | 0.0001586 | 0.00011416 | 0.31635 | 0.31305 | 0.6312 | 0.0001 | 0 | 0.0094656 | 0.31635
4737 | 1 | 0.00013829 | 0 | 0.0011999 | 0.00014685 | 0.00011416 | 0.52341 | 0.26661 | 0.6151 | 0.0001 | 0 | 0.021915 | 0.52341
4738 | 1 | 0.00014323 | 0 | 0.0019675 | 0.00016448 | 0.00011416 | 0.49614 | 0.27462 | 0.619 | 0.0001 | 0 | 0.019427 | 0.49614
4739 | 1 | 0.00014029 | 0 | 0.0026788 | 0.00018797 | 0.00011416 | 0.77468 | 0.29384 | 0.5982 | 0.0001 | 0 | 0.010619 | 0.77468
4740 | 1 | 0.00012534 | 0 | 0.0032663 | 0.00020677 | 0.00011416 | 0.92028 | 0.29223 | 0.5944 | 0.0001 | 0.0083333 | 0.0013373 | 0.92028
4741 | 1 | 0.00011344 | 0 | 0.0037032 | 0.00018797 | 0.00011416 | 0.90771 | 0.27862 | 0.5978 | 0.0001 | 0.0083333 | 0.0087032 | 0.90771
4742 | 1 | 0.0001107 | 0 | 0.0039609 | 0.00019032 | 0.00011416 | 0.85484 | 0.28022 | 0.5728 | 0.0001 | 0.0083333 | 0.046912 | 0.85484
4743 | 1 | 0.00010895 | 0 | 0.0039692 | 0.00021382 | 0.00011416 | 0.74645 | 0.29704 | 0.5472 | 0.0001 | 0.0083333 | 0.057314 | 0.74645
4744 | 1 | 0.00010812 | 0 | 0.0037817 | 0.00022322 | 0.00011416 | 0.54896 | 0.29784 | 0.5394 | 0.0001 | 0.0083333 | 0.038394 | 0.54896
4745 | 1 | 0.00011197 | 0 | 0.0033097 | 0.00022322 | 0.00011416 | 0.33367 | 0.28183 | 0.5134 | 0.0001 | 0.0083333 | 0.011614 | 0.33367
4746 | 1 | 0.00010735 | 0 | 0.0024109 | 0.00016448 | 0.00011416 | 0.11488 | 0.249 | 0.4739 | 0.0001 | 0.0083333 | 0.00086555 | 0.11488
4747 | 1 | 0.00011038 | 0 | 0.00081564 | 0.00011748 | 0.00011416 | 0 | 0.24099 | 0.4603 | 0.0001 | 0.0083333 | 0.00017275 | 0
4748 | 1 | 0.00010836 | 0 | 0 | 8.8113e-05 | 0.00011416 | 0 | 0.21537 | 0.4836 | 0.0001 | 0.0083333 | 0.012279 | 0
4749 | 1 | 9.5533e-05 | 0 | 0 | 5.8742e-05 | 0.00011416 | 0 | 0.17454 | 0.4976 | 0.0001 | 0.016667 | 0.026338 | 0
4750 | 1 | 0.00010835 | 0 | 0 | 3.7595e-05 | 0.00011416 | 0 | 0.13771 | 0.4923 | 0.0001 | 0.025 | 0.022319 | 0
4751 | 1 | 9.6592e-05 | 0 | 0 | 2.3497e-05 | 0.00011416 | 0 | 0.17294 | 0.4453 | 0.0001 | 0.025 | 0.011505 | 0
4752 | 1 | 7.7652e-05 | 0 | 0 | 9.3987e-06 | 0.00011416 | 0 | 0.17774 | 0.3909 | 0.0001 | 0 | 0.0013373 | 0
4753 | 1 | 5.911e-05 | 0 | 0 | 5.8742e-06 | 0.00011416 | 0 | 0.14251 | 0.3079 | 0.0001 | 0 | 0.012157 | 0
4754 | 1 | 4.533e-05 | 9.3539e-06 | 0 | 2.3497e-06 | 0.00011416 | 0 | 0.14972 | 0.2398 | 0.0001 | 0 | 0.062188 | 0
4755 | 1 | 3.8139e-05 | 1.9214e-05 | 0 | 1.1748e-06 | 0.00011416 | 0 | 0.13371 | 0.1942 | 0.0001 | 0 | 0.076735 | 0
4756 | 1 | 3.1799e-05 | 2.2948e-05 | 0 | 1.4098e-05 | 0.00011416 | 0 | 0.10248 | 0.1752 | 0.0001 | 0 | 0.050594 | 0
4757 | 1 | 2.3555e-05 | 2.2093e-05 | 0 | 3.7595e-05 | 0.00011416 | 0 | 0.081665 | 0.148 | 0.0001 | 0 | 0.015193 | 0
4758 | 1 | 3.0072e-05 | 1.0959e-05 | 0 | 9.3987e-05 | 0.00011416 | 0 | 0.066453 | 0.1326 | 0.0001 | 0 | 0.00094279 | 0
4759 | 1 | 4.8299e-05 | 0 | 0 | 0.0001821 | 0.00011416 | 0.040003 | 0.04964 | 0.1307 | 0.0001 | 0 | 0.00045479 | 0.040003
4760 | 1 | 6.791e-05 | 0 | 0 | 0.0001586 | 0.00011416 | 0.23489 | 0.031225 | 0.136 | 0.0001 | 0.0083333 | 0.01812 | 0.23489
4761 | 1 | 8.5148e-05 | 0 | 0 | 0.00014685 | 0.00011416 | 0.47002 | 0.025621 | 0.1374 | 0.0001 | 0.016667 | 0.034965 | 0.47002
4762 | 1 | 9.1803e-05 | 0 | 0 | 0.00016448 | 0.00011416 | 0.64789 | 0.045637 | 0.1348 | 0.0001 | 0.016667 | 0.027752 | 0.64789
4763 | 1 | 9.8005e-05 | 0 | 0 | 0.00018797 | 0.00011416 | 0.76021 | 0.080865 | 0.134 | 0.0001 | 0.025 | 0.013088 | 0.76021
4764 | 1 | 0.00010054 | 0 | 0.00025587 | 0.00020677 | 0.00011416 | 0.38334 | 0.10168 | 0.1258 | 0.0001 | 0.025 | 0.0013373 | 0.38334
4765 | 1 | 8.1644e-05 | 0 | 0.0007556 | 0.00018797 | 0.00011416 | 0.48887 | 0.1265 | 0.1124 | 0.0001 | 0.016667 | 0.016421 | 0.48887
4766 | 1 | 7.3081e-05 | 0 | 0.0010373 | 0.00019032 | 0.00011416 | 0.53997 | 0.096878 | 0.0948 | 0.0001 | 0.016667 | 0.080465 | 0.53997
4767 | 1 | 7.0132e-05 | 0 | 0.0010189 | 0.00021382 | 0.00011416 | 0.50556 | 0.084067 | 0.0759 | 0.0001 | 0.016667 | 0.10011 | 0.50556
4768 | 1 | 7.4637e-05 | 0 | 0.00067339 | 0.00022322 | 0.00011416 | 0.02818 | 0.073659 | 0.0563 | 0.0001 | 0.016667 | 0.065138 | 0.02818
4769 | 1 | 8.2129e-05 | 0 | 0.00011269 | 0.00022322 | 0.00011416 | 0.03578 | 0.044836 | 0.04 | 0.0001 | 0.0083333 | 0.019439 | 0.03578
4770 | 1 | 8.245e-05 | 0 | 0 | 0.00016448 | 0.00011416 | 0.15287 | 0.026421 | 0.025 | 0.0001 | 0.0083333 | 0.0010245 | 0.15287
4771 | 1 | 7.719e-05 | 0 | 0 | 0.00011748 | 0.00011416 | 0 | 0.018415 | 0.0103 | 0.0001 | 0.0083333 | 0.00094438 | 0
4772 | 1 | 6.9612e-05 | 0 | 0 | 8.8113e-05 | 0.00011416 | 0 | 0.024019 | 0.0009 | 0.0001 | 0 | 0.02557 | 0
4773 | 1 | 6.5339e-05 | 0 | 0 | 5.8742e-05 | 0.00011416 | 0 | 0.032826 | 0.001 | 0.0001 | 0 | 0.045297 | 0
4774 | 1 | 7.5099e-05 | 0 | 0 | 3.7595e-05 | 0.00011416 | 0 | 0.064852 | 0.0037 | 0.0001 | 0 | 0.034002 | 0
4775 | 1 | 6.6027e-05 | 0 | 0 | 2.3497e-05 | 0.00011416 | 0 | 0.13211 | 0.0121 | 0.0001 | 0 | 0.014811 | 0
4776 | 1 | 4.7104e-05 | 1.5881e-06 | 0 | 9.3987e-06 | 0.00011416 | 0 | 0.16733 | 0.034 | 0.0001 | 0 | 0.0013373 | 0
4777 | 1 | 3.5033e-05 | 6.3523e-06 | 0 | 5.8742e-06 | 0.00011416 | 0 | 0.1297 | 0.0606 | 0.0001 | 0 | 0.02158 | 0
4778 | 1 | 2.4754e-05 | 1.4083e-05 | 0 | 2.3497e-06 | 0.00011416 | 0 | 0.096077 | 0.0746 | 0.0001 | 0 | 0.10201 | 0
4779 | 1 | 1.9903e-05 | 2.143e-05 | 0 | 1.1748e-06 | 0.00011416 | 0 | 0.072058 | 0.0798 | 0.0001 | 0 | 0.12781 | 0
4780 | 1 | 1.7267e-05 | 2.5845e-05 | 0 | 1.4098e-05 | 0.00011416 | 0 | 0.076861 | 0.1056 | 0.0001 | 0 | 0.082233 | 0
4781 | 1 | 1.6102e-05 | 2.4519e-05 | 0 | 3.7595e-05 | 0.00011416 | 0 | 0.02482 | 0.128 | 0.0001 | 0.016667 | 0.024412 | 0
4782 | 1 | 1.6483e-05 | 1.8045e-05 | 0 | 9.3987e-05 | 0.00011416 | 0 | 0.017614 | 0.1553 | 0.0001 | 0.033333 | 0.0011108 | 0
4783 | 1 | 2.7264e-05 | 6.8409e-06 | 0 | 0.0001821 | 0.00011416 | 0.0081454 | 0.010408 | 0.2045 | 0.0001 | 0.041667 | 0.0016988 | 0.0081454
4784 | 1 | 4.3781e-05 | 0 | 0 | 0.0001586 | 0.00011416 | 0.008658 | 0.018415 | 0.243 | 0.0001 | 0.066667 | 0.034824 | 0.008658
4785 | 1 | 5.7661e-05 | 0 | 0 | 0.00014685 | 0.00011416 | 0 | 0.02482 | 0.1923 | 0.0001 | 0.083333 | 0.057486 | 0
4786 | 1 | 6.9123e-05 | 0 | 0 | 0.00016448 | 0.00011416 | 0 | 0.041633 | 0.0945 | 0.0001 | 0.091667 | 0.041127 | 0
4787 | 1 | 7.9236e-05 | 0 | 0 | 0.00018797 | 0.00011416 | 0.0075103 | 0.070456 | 0.1169 | 0.0001 | 0.075 | 0.016678 | 0.0075103
4788 | 1 | 8.2849e-05 | 0 | 0 | 0.00020677 | 0.00011416 | 0.020291 | 0.076061 | 0.2127 | 0.0001 | 0.033333 | 0.0013373 | 0.020291
4789 | 1 | 7.3224e-05 | 0 | 0 | 0.00018797 | 0.00011416 | 0 | 0.063251 | 0.298 | 0.0001 | 0.016667 | 0.029075 | 0
4790 | 1 | 6.8897e-05 | 0 | 0 | 0.00019032 | 0.00011416 | 0.016068 | 0.090472 | 0.3533 | 0.0001 | 0.0083333 | 0.13256 | 0.016068
4791 | 1 | 6.2287e-05 | 0 | 0 | 0.00021382 | 0.00011416 | 0.008268 | 0.16573 | 0.4279 | 0.0001 | 0.0083333 | 0.16727 | 0.008268
4792 | 1 | 6.0277e-05 | 0 | 0 | 0.00022322 | 0.00011416 | 0.097834 | 0.23859 | 0.479 | 0.0001 | 0.0083333 | 0.1064 | 0.097834
4793 | 1 | 6.2351e-05 | 0 | 0 | 0.00022322 | 0.00011416 | 0.069052 | 0.26741 | 0.4963 | 0.0001 | 0.0083333 | 0.031417 | 0.069052
4794 | 1 | 6.1002e-05 | 0 | 0 | 0.00016448 | 0.00011416 | 0.066913 | 0.21857 | 0.4798 | 0.0001 | 0 | 0.0012206 | 0.066913
4795 | 1 | 6.1319e-05 | 0 | 0 | 0.00011748 | 0.00011416 | 0 | 0.20576 | 0.4186 | 0.0001 | 0 | 0.0030341 | 0
4796 | 1 | 5.6728e-05 | 0 | 0 | 8.8113e-05 | 0.00011416 | 0 | 0.13291 | 0.323 | 0.0001 | 0.0083333 | 0.048587 | 0
4797 | 1 | 5.566e-05 | 0 | 0 | 5.8742e-05 | 0.00011416 | 0 | 0.10088 | 0.219 | 0.0001 | 0.05 | 0.074782 | 0
4798 | 1 | 6.5652e-05 | 9.4586e-06 | 0 | 3.7595e-05 | 0.00011416 | 0 | 0.1273 | 0.1443 | 0.0001 | 0.05 | 0.050911 | 0
4799 | 1 | 5.3648e-05 | 2.335e-05 | 0 | 2.3497e-05 | 0.00011416 | 0 | 0.14572 | 0.1049 | 0.0001 | 0.041667 | 0.019119 | 0
4800 | 1 | 3.3739e-05 | 3.752e-05 | 0 | 9.3987e-06 | 0.00011416 | 0 | 0.15212 | 0.0901 | 0.0001 | 0.016667 | 0.0013373 | 0
4801 | 1 | 2.2e-05 | 4.7816e-05 | 0 | 5.8742e-06 | 0.00011416 | 0 | 0.13771 | 0.084 | 0.0001 | 0 | 0.038131 | 0
4802 | 1 | 1.6005e-05 | 5.3401e-05 | 0 | 2.3497e-06 | 0.00011416 | 0 | 0.1273 | 0.08 | 0.0001 | 0 | 0.16868 | 0
4803 | 1 | 1.1163e-05 | 5.649e-05 | 0 | 1.1748e-06 | 0.00011416 | 0 | 0.10168 | 0.0749 | 0.0001 | 0 | 0.21411 | 0
4804 | 1 | 1.3603e-05 | 5.6385e-05 | 0 | 1.4098e-05 | 0.00011416 | 0 | 0.064852 | 0.0603 | 0.0001 | 0 | 0.1349 | 0
4805 | 1 | 2.1792e-05 | 3.4117e-05 | 0 | 3.7595e-05 | 0.00011416 | 0 | 0.043235 | 0.0454 | 0.0001 | 0.025 | 0.039648 | 0
4806 | 1 | 3.8488e-05 | 6.9979e-06 | 0 | 9.3987e-05 | 0.00011416 | 0 | 0.032826 | 0.0312 | 0.0001 | 0.075 | 0.0013373 | 0
4807 | 1 | 6.0459e-05 | 0 | 0 | 0.0001821 | 0.00011416 | 0 | 0.036029 | 0.0318 | 0.0001 | 0.025 | 0.0049321 | 0
4808 | 1 | 8.1998e-05 | 0 | 0 | 0.0001586 | 0.00011416 | 0 | 0.056845 | 0.0461 | 0.0001 | 0 | 0.065567 | 0
4809 | 1 | 9.8756e-05 | 0 | 0 | 0.00014685 | 0.00011416 | 0 | 0.067254 | 0.0657 | 0.0001 | 0 | 0.09524 | 0
4810 | 1 | 0.00010907 | 0 | 0 | 0.00016448 | 0.00011416 | 0 | 0.053643 | 0.0653 | 0.0001 | 0 | 0.062136 | 0
4811 | 1 | 0.00011945 | 0 | 0 | 0.00018797 | 0.00011416 | 0.0012591 | 0.065653 | 0.0593 | 0.0001 | 0 | 0.021786 | 0.0012591
4812 | 1 | 0.00011608 | 0 | 0.00027804 | 0.00020677 | 0.00011416 | 0 | 0.099279 | 0.0638 | 0.0001 | 0.0083333 | 0.0013373 | 0
4813 | 1 | 0.00010516 | 0 | 0.0010346 | 0.00018797 | 0.00011416 | 0.012658 | 0.13291 | 0.0858 | 0.0001 | 0.0083333 | 0.046976 | 0.012658
4814 | 1 | 9.3806e-05 | 0 | 0.0017107 | 0.00019032 | 0.00011416 | 0.073086 | 0.15452 | 0.1476 | 0.0001 | 0 | 0.20336 | 0.073086
4815 | 1 | 8.5546e-05 | 0 | 0.0021827 | 0.00021382 | 0.00011416 | 0 | 0.16493 | 0.2357 | 0.0001 | 0 | 0.25925 | 0
4816 | 1 | 8.4509e-05 | 0 | 0.0022982 | 0.00022322 | 0.00011416 | 0.019623 | 0.18895 | 0.3423 | 0.0001 | 0 | 0.1622 | 0.019623
4817 | 1 | 8.6014e-05 | 0 | 0.0019832 | 0.00022322 | 0.00011416 | 0 | 0.17854 | 0.4334 | 0.0001 | 0 | 0.047516 | 0
4818 | 1 | 8.6995e-05 | 0 | 0.0013569 | 0.00016448 | 0.00011416 | 0.00060171 | 0.15933 | 0.4682 | 0.0001 | 0 | 0.0014402 | 0.00060171
4819 | 1 | 8.7689e-05 | 0 | 0.000327 | 0.00011748 | 0.00011416 | 0 | 0.15292 | 0.4824 | 0.0001 | 0.0083333 | 0.0070149 | 0
4820 | 1 | 7.9318e-05 | 0 | 0 | 8.8113e-05 | 0.00011416 | 0 | 0.14652 | 0.4668 | 0.0001 | 0.0083333 | 0.082421 | 0
4821 | 1 | 7.375e-05 | 0 | 0 | 5.8742e-05 | 0.00011416 | 0 | 0.1233 | 0.5091 | 0.0001 | 0.016667 | 0.11489 | 0
4822 | 1 | 8.7077e-05 | 0 | 0 | 3.7595e-05 | 0.00011416 | 0 | 0.1281 | 0.6667 | 0.0001 | 0.025 | 0.072661 | 0
4823 | 1 | 8.0504e-05 | 0 | 0 | 2.3497e-05 | 0.00011416 | 0 | 0.17934 | 0.6755 | 0.0001 | 0.025 | 0.02419 | 0
4824 | 1 | 6.064e-05 | 0 | 0 | 9.3987e-06 | 0.00011416 | 0 | 0.27862 | 0.6708 | 0.0001 | 0.025 | 0.0013373 | 0
4825 | 1 | 4.8245e-05 | 0 | 0 | 5.8742e-06 | 0.00011416 | 0 | 0.31705 | 0.5876 | 0.0001 | 0.025 | 0.059277 | 0
4826 | 1 | 3.5887e-05 | 0 | 0 | 2.3497e-06 | 0.00011416 | 0 | 0.31145 | 0.505 | 0.0001 | 0.025 | 0.25088 | 0
4827 | 1 | 3.0228e-05 | 0 | 0 | 1.1748e-06 | 0.00011416 | 0 | 0.29303 | 0.4991 | 0.0001 | 0.025 | 0.32128 | 0
4828 | 1 | 2.6769e-05 | 0 | 0 | 1.4098e-05 | 0.00011416 | 0 | 0.25781 | 0.4381 | 0.0001 | 0.025 | 0.19955 | 0
4829 | 1 | 2.5837e-05 | 0 | 0 | 3.7595e-05 | 0.00011416 | 0 | 0.18735 | 0.365 | 0.0001 | 0.025 | 0.058253 | 0
4830 | 1 | 2.7928e-05 | 0 | 0 | 9.3987e-05 | 0.00011416 | 0 | 0.15773 | 0.2905 | 0.0001 | 0.025 | 0.0015704 | 0
4831 | 1 | 4.0721e-05 | 0 | 0 | 0.0001821 | 0.00011416 | 0 | 0.10809 | 0.2321 | 0.0001 | 0.025 | 0.010201 | 0
4832 | 1 | 5.4184e-05 | 0 | 0 | 0.0001586 | 0.00011416 | 0 | 0.07526 | 0.1997 | 0.0001 | 0.025 | 0.10618 | 0
4833 | 1 | 6.9938e-05 | 0 | 0 | 0.00014685 | 0.00011416 | 0 | 0.056045 | 0.1929 | 0.0001 | 0.025 | 0.14184 | 0
4834 | 1 | 7.8377e-05 | 0 | 0.00014502 | 0.00016448 | 0.00011416 | 0 | 0.045637 | 0.2008 | 0.0001 | 0.025 | 0.086783 | 0
4835 | 1 | 8.0427e-05 | 0 | 0.00078793 | 0.00018797 | 0.00011416 | 0 | 0.052042 | 0.2182 | 0.0001 | 0.025 | 0.0273 | 0
4836 | 1 | 7.5406e-05 | 0 | 0.0013569 | 0.00020677 | 0.00011416 | 0 | 0.061649 | 0.2292 | 0.0001 | 0.025 | 0.0013373 | 0
4837 | 1 | 6.3032e-05 | 0 | 0.0018622 | 0.00018797 | 0.00011416 | 0.1916 | 0.076861 | 0.2382 | 0.0001 | 0 | 0.071033 | 0.1916
4838 | 1 | 5.2535e-05 | 0 | 0.0021938 | 0.00019032 | 0.00011416 | 0 | 0.094476 | 0.2501 | 0.0001 | 0 | 0.29571 | 0
4839 | 1 | 4.8392e-05 | 0 | 0.0023148 | 0.00021382 | 0.00011416 | 0.13067 | 0.11609 | 0.269 | 0.0001 | 0 | 0.37996 | 0.13067
4840 | 1 | 4.6054e-05 | 0 | 0.0023315 | 0.00022322 | 0.00011416 | 0.26688 | 0.1193 | 0.2977 | 0.0001 | 0 | 0.23473 | 0.26688
4841 | 1 | 5.3516e-05 | 0 | 0.0020867 | 0.00022322 | 0.00011416 | 0.29315 | 0.1217 | 0.3116 | 0.0001 | 0 | 0.068347 | 0.29315
4842 | 1 | 6.1029e-05 | 0 | 0.0014983 | 0.00016448 | 0.00011416 | 0.071125 | 0.10969 | 0.3154 | 0.0001 | 0 | 0.0016847 | 0.071125
4843 | 1 | 6.9293e-05 | 0 | 0.00031684 | 0.00011748 | 0.00011416 | 0 | 0.085669 | 0.306 | 0.0001 | 0 | 0.013496 | 0
4844 | 1 | 6.6543e-05 | 0 | 0 | 8.8113e-05 | 0.00011416 | 0 | 0.071257 | 0.3165 | 0.0001 | 0 | 0.12916 | 0
4845 | 1 | 6.4234e-05 | 0 | 0 | 5.8742e-05 | 0.00011416 | 0 | 0.072058 | 0.3798 | 0.0001 | 0.0083333 | 0.16727 | 0
4846 | 1 | 8.2088e-05 | 0 | 0 | 3.7595e-05 | 0.00011416 | 0 | 0.08727 | 0.3927 | 0.0001 | 0.025 | 0.099862 | 0
4847 | 1 | 7.3179e-05 | 0 | 0 | 2.3497e-05 | 0.00011416 | 0 | 0.096878 | 0.3793 | 0.0001 | 0.025 | 0.030087 | 0
4848 | 1 | 5.3007e-05 | 0 | 0 | 9.3987e-06 | 0.00011416 | 0 | 0.11209 | 0.3643 | 0.0001 | 0.025 | 0.0013373 | 0
4849 | 1 | 3.7199e-05 | 0 | 0 | 5.8742e-06 | 0.00011416 | 0 | 0.10649 | 0.3421 | 0.0001 | 0.025 | 0.081485 | 0
4850 | 1 | 2.8095e-05 | 5.5495e-06 | 0 | 2.3497e-06 | 0.00011416 | 0 | 0.10248 | 0.3201 | 0.0001 | 0.025 | 0.3352 | 0
4851 | 1 | 2.3649e-05 | 1.1465e-05 | 0 | 1.1748e-06 | 0.00011416 | 0 | 0.10008 | 0.2827 | 0.0001 | 0.016667 | 0.43173 | 0
4852 | 1 | 2.4459e-05 | 1.6806e-05 | 0 | 1.4098e-05 | 0.00011416 | 0 | 0.093675 | 0.2406 | 0.0001 | 0.016667 | 0.26569 | 0
4853 | 1 | 3.3271e-05 | 1.431e-05 | 0 | 3.7595e-05 | 0.00011416 | 0 | 0.090472 | 0.2028 | 0.0001 | 0.016667 | 0.077214 | 0
4854 | 1 | 5.0771e-05 | 0 | 0 | 9.3987e-05 | 0.00011416 | 0 | 0.064852 | 0.1634 | 0.0001 | 0.016667 | 0.00178 | 0
4855 | 1 | 7.7335e-05 | 0 | 0 | 0.0001821 | 0.00011416 | 0 | 0.057646 | 0.1347 | 0.0001 | 0.025 | 0.016592 | 0
4856 | 1 | 0.00010158 | 0 | 0 | 0.0001586 | 0.00011416 | 0.042789 | 0.041633 | 0.121 | 0.0001 | 0.016667 | 0.14976 | 0.042789
4857 | 1 | 0.0001209 | 0 | 0 | 0.00014685 | 0.00011416 | 0.26284 | 0.031225 | 0.1359 | 0.0001 | 0.0083333 | 0.18967 | 0.26284
4858 | 1 | 0.00012651 | 0 | 0 | 0.00016448 | 0.00011416 | 0.3652 | 0.036829 | 0.1547 | 0.0001 | 0.016667 | 0.11122 | 0.3652
4859 | 1 | 0.00012886 | 0 | 0.00034085 | 0.00018797 | 0.00011416 | 0.7451 | 0.048038 | 0.177 | 0.0001 | 0.016667 | 0.032448 | 0.7451
4860 | 1 | 0.00012043 | 0 | 0.00096159 | 0.00020677 | 0.00011416 | 0.65777 | 0.058447 | 0.2021 | 0.0001 | 0.016667 | 0.0013373 | 0.65777
4861 | 1 | 0.00011164 | 0 | 0.001308 | 0.00018797 | 0.00011416 | 0.41468 | 0.088871 | 0.2273 | 0.0001 | 0.016667 | 0.092915 | 0.41468
4862 | 1 | 0.00010513 | 0 | 0.001392 | 0.00019032 | 0.00011416 | 0.33868 | 0.13211 | 0.2527 | 0.0001 | 0.016667 | 0.37805 | 0.33868
4863 | 1 | 0.00010443 | 0 | 0.0011916 | 0.00021382 | 0.00011416 | 0.44556 | 0.14572 | 0.285 | 0.0001 | 0.0083333 | 0.48802 | 0.44556
4864 | 1 | 0.00010759 | 0 | 0.00075375 | 0.00022322 | 0.00011416 | 0.21399 | 0.14652 | 0.3248 | 0.0001 | 0.0083333 | 0.29924 | 0.21399
4865 | 1 | 0.00011568 | 0 | 0.00010069 | 0.00022322 | 0.00011416 | 0.020492 | 0.14251 | 0.3771 | 0.0001 | 0.0083333 | 0.086816 | 0.020492
4866 | 1 | 0.0001115 | 0 | 0 | 0.00016448 | 0.00011416 | 0.011499 | 0.15132 | 0.4257 | 0.0001 | 0.0083333 | 0.0018789 | 0.011499
4867 | 1 | 9.7806e-05 | 0 | 0 | 0.00011748 | 0.00011416 | 0 | 0.14492 | 0.448 | 0.0001 | 0.0083333 | 0.020128 | 0
4868 | 1 | 8.6045e-05 | 0 | 0 | 8.8113e-05 | 0.00011416 | 0 | 0.13771 | 0.4505 | 0.0001 | 0 | 0.17244 | 0
4869 | 1 | 8.111e-05 | 0 | 0 | 5.8742e-05 | 0.00011416 | 0 | 0.14812 | 0.4035 | 0.0001 | 0 | 0.214 | 0
4870 | 1 | 9.4325e-05 | 4.642e-06 | 0 | 3.7595e-05 | 0.00011416 | 0 | 0.14091 | 0.3188 | 0.0001 | 0 | 0.12342 | 0
4871 | 1 | 7.715e-05 | 1.7783e-05 | 0 | 2.3497e-05 | 0.00011416 | 0 | 0.15132 | 0.2385 | 0.0001 | 0 | 0.03493 | 0
4872 | 1 | 5.4033e-05 | 2.9231e-05 | 0 | 9.3987e-06 | 0.00011416 | 0 | 0.14892 | 0.197 | 0.0001 | 0 | 0.0013373 | 0
4873 | 1 | 4.1889e-05 | 3.9021e-05 | 0 | 5.8742e-06 | 0.00011416 | 0 | 0.15773 | 0.153 | 0.0001 | 0 | 0.099011 | 0
4874 | 1 | 3.2182e-05 | 4.7293e-05 | 0 | 2.3497e-06 | 0.00011416 | 0 | 0.15532 | 0.1263 | 0.0001 | 0 | 0.40079 | 0
4875 | 1 | 2.6672e-05 | 5.5111e-05 | 0 | 1.1748e-06 | 0.00011416 | 0 | 0.13691 | 0.0871 | 0.0001 | 0 | 0.5179 | 0
4876 | 1 | 2.8077e-05 | 6.2598e-05 | 0 | 1.4098e-05 | 0.00011416 | 0 | 0.10248 | 0.0453 | 0.0001 | 0 | 0.31703 | 0
4877 | 1 | 3.5459e-05 | 5.3907e-05 | 0 | 3.7595e-05 | 0.00011416 | 0 | 0.072058 | 0.0153 | 0.0001 | 0 | 0.091902 | 0
4878 | 1 | 5.2193e-05 | 1.9545e-05 | 0 | 9.3987e-05 | 0.00011416 | 0 | 0.044836 | 0.0014 | 0.0001 | 0.0083333 | 0.0019297 | 0
4879 | 1 | 7.9372e-05 | 0 | 0 | 0.0001821 | 0.00011416 | 0.030531 | 0.020817 | 0 | 0.0001 | 0.0083333 | 0.022071 | 0.030531
4880 | 1 | 0.00010107 | 0 | 0 | 0.0001586 | 0.00011416 | 0.035156 | 0.0096077 | 0.0026 | 0.0001 | 0.0083333 | 0.18459 | 0.035156
4881 | 1 | 0.0001195 | 0 | 0 | 0.00014685 | 0.00011416 | 0.10458 | 0.0080064 | 0.0172 | 0.0001 | 0 | 0.2269 | 0.10458
4882 | 1 | 0.0001246 | 0 | 0 | 0.00016448 | 0.00011416 | 0.23197 | 0.0064051 | 0.0412 | 0.0001 | 0.0083333 | 0.12983 | 0.23197
4883 | 1 | 0.00012912 | 0 | 0 | 0.00018797 | 0.00011416 | 0.30087 | 0.0072058 | 0.0618 | 0.0001 | 0.033333 | 0.036217 | 0.30087
4884 | 1 | 0.0001258 | 0 | 0 | 0.00020677 | 0.00011416 | 0.094759 | 0.010408 | 0.0708 | 0.0001 | 0.025 | 0.0013373 | 0.094759
4885 | 1 | 0.00012307 | 0 | 0 | 0.00018797 | 0.00011416 | 0.41447 | 0.014412 | 0.078 | 0.0001 | 0.016667 | 0.10537 | 0.41447
4886 | 1 | 0.00011936 | 0 | 0 | 0.00019032 | 0.00011416 | 0.53933 | 0.019215 | 0.0808 | 0.0001 | 0.016667 | 0.42441 | 0.53933
4887 | 1 | 0.00011756 | 0 | 0 | 0.00021382 | 0.00011416 | 0.19356 | 0.020016 | 0.0745 | 0.0001 | 0.0083333 | 0.54899 | 0.19356
4888 | 1 | 0.00011322 | 0 | 0 | 0.00022322 | 0.00011416 | 0.028626 | 0.018415 | 0.0649 | 0.0001 | 0.0083333 | 0.33552 | 0.028626
4889 | 1 | 0.00011339 | 0 | 0 | 0.00022322 | 0.00011416 | 0.013093 | 0.019215 | 0.0527 | 0.0001 | 0.0083333 | 0.097183 | 0.013093
4890 | 1 | 0.00010679 | 0 | 0 | 0.00016448 | 0.00011416 | 0.055347 | 0.016813 | 0.0448 | 0.0001 | 0.0083333 | 0.0019813 | 0.055347
4891 | 1 | 9.3641e-05 | 0 | 0 | 0.00011748 | 0.00011416 | 0 | 0.011209 | 0.0371 | 0.0001 | 0.0083333 | 0.024135 | 0
4892 | 1 | 8.456e-05 | 0 | 0 | 8.8113e-05 | 0.00011416 | 0 | 0.016813 | 0.0279 | 0.0001 | 0.0083333 | 0.1973 | 0
4893 | 1 | 7.8041e-05 | 3.7171e-06 | 0 | 5.8742e-05 | 0.00011416 | 0 | 0.02482 | 0.0208 | 0.0001 | 0 | 0.24031 | 0
4894 | 1 | 9.4909e-05 | 1.1692e-05 | 0 | 3.7595e-05 | 0.00011416 | 0 | 0.021617 | 0.0193 | 0.0001 | 0 | 0.13647 | 0
4895 | 1 | 8.1067e-05 | 1.8498e-05 | 0 | 2.3497e-05 | 0.00011416 | 0 | 0.032026 | 0.0153 | 0.0001 | 0 | 0.037535 | 0
4896 | 1 | 5.9072e-05 | 2.5269e-05 | 0 | 9.3987e-06 | 0.00011416 | 0 | 0.041633 | 0.0074 | 0.0001 | 0 | 0.0013373 | 0
4897 | 1 | 4.6804e-05 | 3.0295e-05 | 0 | 5.8742e-06 | 0.00011416 | 0 | 0.033627 | 0.0026 | 0.0001 | 0 | 0.11199 | 0
4898 | 1 | 3.7947e-05 | 3.2721e-05 | 0 | 2.3497e-06 | 0.00011416 | 0 | 0.036029 | 0.0024 | 0.0001 | 0 | 0.44895 | 0
4899 | 1 | 3.3151e-05 | 3.2285e-05 | 0 | 1.1748e-06 | 0.00011416 | 0 | 0.030424 | 0.0034 | 0.0001 | 0 | 0.58129 | 0
4900 | 1 | 3.4127e-05 | 3.3471e-05 | 0 | 1.4098e-05 | 0.00011416 | 0 | 0.019215 | 0.011 | 0.0001 | 0 | 0.3547 | 0
4901 | 1 | 4.2144e-05 | 2.9719e-05 | 0 | 3.7595e-05 | 0.00011416 | 0 | 0.016813 | 0.0186 | 0.0001 | 0 | 0.10266 | 0
4902 | 1 | 6.0528e-05 | 9.1794e-06 | 0 | 9.3987e-05 | 0.00011416 | 0 | 0.024019 | 0.0215 | 0.0001 | 0 | 0.0020339 | 0
4903 | 1 | 8.3609e-05 | 0 | 0 | 0.0001821 | 0.00011416 | 0.056216 | 0.019215 | 0.028 | 0.0001 | 0 | 0.026323 | 0.056216
4904 | 1 | 0.00010393 | 0 | 0 | 0.0001586 | 0.00011416 | 0.053931 | 0.0072058 | 0.0266 | 0.0001 | 0 | 0.21058 | 0.053931
4905 | 1 | 0.00011794 | 0 | 0 | 0.00014685 | 0.00011416 | 0.32055 | 0.0016013 | 0.0151 | 0.0001 | 0.0083333 | 0.25424 | 0.32055
4906 | 1 | 0.00011677 | 0 | 0.00064568 | 0.00016448 | 0.00011416 | 0.12736 | 0.00080064 | 0.0003 | 0.0001 | 0.075 | 0.14333 | 0.12736
4907 | 1 | 0.00012265 | 0 | 0.001162 | 0.00018797 | 0.00011416 | 0.012681 | 0.00080064 | 0 | 0.0001 | 0.058333 | 0.038885 | 0.012681
4908 | 1 | 0.00011917 | 0 | 0.0014355 | 0.00020677 | 0.00011416 | 0.23238 | 0.0040032 | 0.0031 | 0.0001 | 0 | 0.0013373 | 0.23238
4909 | 1 | 0.00010911 | 0 | 0.0018474 | 0.00018797 | 0.00011416 | 0.063938 | 0.01201 | 0.0693 | 0.0001 | 0 | 0.11199 | 0.063938
4910 | 1 | 0.00010008 | 0 | 0.002301 | 0.00019032 | 0.00011416 | 0.2654 | 0.028823 | 0.1288 | 0.0001 | 0 | 0.44895 | 0.2654
4911 | 1 | 9.5343e-05 | 0 | 0.0023287 | 0.00021382 | 0.00011416 | 0.014385 | 0.02482 | 0.1645 | 0.0001 | 0 | 0.58129 | 0.014385
4912 | 1 | 9.8515e-05 | 0 | 0.0019269 | 0.00022322 | 0.00011416 | 0 | 0.053643 | 0.2049 | 0.0001 | 0 | 0.3547 | 0
4913 | 1 | 0.00010947 | 0 | 0.00074359 | 0.00022322 | 0.00011416 | 0 | 0.039231 | 0.2924 | 0.0001 | 0 | 0.10266 | 0
4914 | 1 | 0.00010742 | 0 | 0 | 0.00016448 | 0.00011416 | 0 | 0.046437 | 0.4109 | 0.0001 | 0 | 0.0020339 | 0
4915 | 1 | 9.4193e-05 | 0 | 0 | 0.00011748 | 0.00011416 | 0 | 0.10889 | 0.3513 | 0.0001 | 0 | 0.026323 | 0
4916 | 1 | 8.3953e-05 | 0 | 0 | 8.8113e-05 | 0.00011416 | 0 | 0.17454 | 0.2418 | 0.0001 | 0 | 0.21058 | 0
4917 | 1 | 8.1282e-05 | 0 | 0 | 5.8742e-05 | 0.00011416 | 0 | 0.18815 | 0.1486 | 0.0001 | 0 | 0.25424 | 0
4918 | 1 | 9.1558e-05 | 0 | 0 | 3.7595e-05 | 0.00011416 | 0 | 0.17614 | 0.1892 | 0.0001 | 0 | 0.14333 | 0
4919 | 1 | 7.7797e-05 | 0 | 0 | 2.3497e-05 | 0.00011416 | 0 | 0.21377 | 0.2167 | 0.0001 | 0 | 0.038885 | 0
4920 | 1 | 5.8612e-05 | 0 | 0 | 9.3987e-06 | 0.00011416 | 0 | 0.24339 | 0.2277 | 0.0001 | 0 | 0.0013373 | 0
4921 | 1 | 4.4623e-05 | 0 | 0 | 5.8742e-06 | 0.00011416 | 0 | 0.32106 | 0.2571 | 0.0001 | 0 | 0.10864 | 0
4922 | 1 | 3.5859e-05 | 0 | 0 | 2.3497e-06 | 0.00011416 | 0 | 0.32666 | 0.3193 | 0.0001 | 0 | 0.43657 | 0
4923 | 1 | 2.9087e-05 | 0 | 0 | 1.1748e-06 | 0.00011416 | 0 | 0.35468 | 0.3375 | 0.0001 | 0 | 0.56498 | 0
4924 | 1 | 2.4443e-05 | 0 | 0 | 1.4098e-05 | 0.00011416 | 0 | 0.38271 | 0.4051 | 0.0001 | 0 | 0.34502 | 0
4925 | 1 | 2.3582e-05 | 0 | 0 | 3.7595e-05 | 0.00011416 | 0 | 0.3803 | 0.6242 | 0.0001 | 0 | 0.099898 | 0
4926 | 1 | 2.0379e-05 | 1.78e-06 | 0 | 9.3987e-05 | 0.00011416 | 0 | 0.29223 | 0.7875 | 0.0001 | 0 | 0.0020075 | 0
4927 | 1 | 3.2565e-05 | 1.506e-05 | 0 | 0.0001821 | 0.00011416 | 0 | 0.31065 | 0.9561 | 0.0001 | 0 | 0.025213 | 0
4928 | 1 | 5.1611e-05 | 2.4519e-05 | 0 | 0.0001586 | 0.00011416 | 0.0088586 | 0.44275 | 0.978 | 0.0001 | 0.0083333 | 0.20387 | 0.0088586
4929 | 1 | 6.8081e-05 | 2.7608e-05 | 0 | 0.00014685 | 0.00011416 | 0 | 0.60769 | 0.9671 | 0.0001 | 0.0083333 | 0.24721 | 0
4930 | 1 | 7.7346e-05 | 2.9301e-05 | 0 | 0.00016448 | 0.00011416 | 0 | 0.60528 | 0.9764 | 0.0001 | 0.0083333 | 0.13987 | 0
4931 | 1 | 8.5047e-05 | 2.7957e-05 | 0 | 0.00018797 | 0.00011416 | 0 | 0.61009 | 0.9808 | 0.0001 | 0.025 | 0.038206 | 0
4932 | 1 | 8.6468e-05 | 2.321e-05 | 0 | 0.00020677 | 0.00011416 | 0 | 0.6309 | 0.9709 | 0.0001 | 0.041667 | 0.0013373 | 0
4933 | 1 | 8.2548e-05 | 1.8394e-05 | 0 | 0.00018797 | 0.00011416 | 0 | 0.63811 | 0.9475 | 0.0001 | 0.041667 | 0.10216 | 0
4934 | 1 | 7.8556e-05 | 1.3019e-05 | 0 | 0.00019032 | 0.00011416 | 0 | 0.64371 | 0.9038 | 0.0001 | 0.033333 | 0.41249 | 0
4935 | 1 | 7.2126e-05 | 6.5617e-06 | 0 | 0.00021382 | 0.00011416 | 0.0012034 | 0.58367 | 0.8347 | 0.0001 | 0.05 | 0.53329 | 0.0012034
4936 | 1 | 7.2702e-05 | 2.321e-06 | 0 | 0.00022322 | 0.00011416 | 0 | 0.54363 | 0.7279 | 0.0001 | 0.05 | 0.32619 | 0
4937 | 1 | 7.6576e-05 | 4.2581e-06 | 0 | 0.00022322 | 0.00011416 | 0 | 0.42114 | 0.5618 | 0.0001 | 0.05 | 0.094518 | 0
4938 | 1 | 7.1337e-05 | 1.2216e-05 | 0 | 0.00016448 | 0.00011416 | 0.014118 | 0.32746 | 0.3489 | 0.0001 | 0.041667 | 0.0019554 | 0.014118
4939 | 1 | 6.2348e-05 | 2.9894e-05 | 0 | 0.00011748 | 0.00011416 | 0 | 0.2562 | 0.1962 | 0.0001 | 0.041667 | 0.023087 | 0
4940 | 1 | 5.0649e-05 | 6.2458e-05 | 0 | 8.8113e-05 | 0.00011416 | 0 | 0.15773 | 0.1014 | 0.0001 | 0.041667 | 0.19088 | 0
4941 | 1 | 4.5801e-05 | 7.7082e-05 | 0 | 5.8742e-05 | 0.00011416 | 0 | 0.1193 | 0.0413 | 0.0001 | 0.033333 | 0.23354 | 0
4942 | 1 | 5.3958e-05 | 8.7134e-05 | 0 | 3.7595e-05 | 0.00011416 | 0 | 0.1217 | 0.019 | 0.0001 | 0.033333 | 0.13312 | 0
4943 | 1 | 4.2841e-05 | 9.6278e-05 | 0 | 2.3497e-05 | 0.00011416 | 0 | 0.1281 | 0.0197 | 0.0001 | 0.041667 | 0.036872 | 0
4944 | 1 | 2.8559e-05 | 0.00010333 | 0 | 9.3987e-06 | 0.00011416 | 0 | 0.1193 | 0.0304 | 0.0001 | 0.05 | 0.0013373 | 0
4945 | 1 | 1.6176e-05 | 0.00010909 | 0 | 5.8742e-06 | 0.00011416 | 0 | 0.10809 | 0.0515 | 0.0001 | 0.025 | 0.092915 | 0
4946 | 1 | 6.7501e-06 | 0.00011329 | 0 | 2.3497e-06 | 0.00011416 | 0 | 0.090472 | 0.0879 | 0.0001 | 0 | 0.37805 | 0
4947 | 1 | 1.9271e-07 | 0.00011586 | 0 | 1.1748e-06 | 0.00011416 | 0 | 0.080064 | 0.139 | 0.0001 | 0 | 0.48802 | 0
4948 | 1 | 0 | 0.00011725 | 0 | 1.4098e-05 | 0.00011416 | 0 | 0.061649 | 0.1631 | 0.0001 | 0 | 0.29924 | 0
4949 | 1 | 1.2827e-06 | 0.00010172 | 0 | 3.7595e-05 | 0.00011416 | 0 | 0.080064 | 0.1951 | 0.0001 | 0 | 0.086816 | 0
4950 | 1 | 1.9016e-06 | 7.6716e-05 | 0 | 9.3987e-05 | 0.00011416 | 0 | 0.10488 | 0.2368 | 0.0001 | 0.016667 | 0.0018789 | 0
4951 | 1 | 1.5232e-05 | 4.5722e-05 | 0 | 0.0001821 | 0.00011416 | 0.11613 | 0.11449 | 0.2637 | 0.0001 | 0.058333 | 0.020128 | 0.11613
4952 | 1 | 3.5706e-05 | 6.8758e-06 | 0 | 0.0001586 | 0.00011416 | 0.33045 | 0.094476 | 0.2687 | 0.0001 | 0.058333 | 0.17244 | 0.33045
4953 | 1 | 5.5099e-05 | 0 | 0 | 0.00014685 | 0.00011416 | 0.5539 | 0.10328 | 0.2455 | 0.0001 | 0.033333 | 0.214 | 0.5539
4954 | 1 | 6.4696e-05 | 0 | 0 | 0.00016448 | 0.00011416 | 0.69141 | 0.18975 | 0.2526 | 0.0001 | 0 | 0.12342 | 0.69141
4955 | 1 | 7.4972e-05 | 0 | 0 | 0.00018797 | 0.00011416 | 0.056104 | 0.23699 | 0.2533 | 0.0001 | 0 | 0.03493 | 0.056104
4956 | 1 | 7.6873e-05 | 0 | 0 | 0.00020677 | 0.00011416 | 0.032281 | 0.253 | 0.2759 | 0.0001 | 0 | 0.0013373 | 0.032281
4957 | 1 | 6.8716e-05 | 0 | 0 | 0.00018797 | 0.00011416 | 0 | 0.20016 | 0.239 | 0.0001 | 0 | 0.078782 | 0
4958 | 1 | 6.2822e-05 | 0 | 0 | 0.00019032 | 0.00011416 | 0 | 0.16413 | 0.2455 | 0.0001 | 0 | 0.32501 | 0
4959 | 1 | 5.9952e-05 | 0 | 0 | 0.00021382 | 0.00011416 | 0 | 0.22978 | 0.337 | 0.0001 | 0 | 0.41838 | 0
4960 | 1 | 6.3148e-05 | 0 | 0 | 0.00022322 | 0.00011416 | 0 | 0.22898 | 0.4507 | 0.0001 | 0.0083333 | 0.25771 | 0
4961 | 1 | 6.9838e-05 | 0 | 0 | 0.00022322 | 0.00011416 | 0 | 0.20256 | 0.5462 | 0.0001 | 0.0083333 | 0.074929 | 0
4962 | 1 | 7.0803e-05 | 5.9509e-06 | 0 | 0.00016448 | 0.00011416 | 0 | 0.22818 | 0.624 | 0.0001 | 0.0083333 | 0.0017558 | 0
4963 | 1 | 6.6703e-05 | 1.9772e-05 | 0 | 0.00011748 | 0.00011416 | 0 | 0.29143 | 0.6724 | 0.0001 | 0.0083333 | 0.015778 | 0
4964 | 1 | 6.0027e-05 | 3.1639e-05 | 0 | 8.8113e-05 | 0.00011416 | 0 | 0.40592 | 0.6969 | 0.0001 | 0 | 0.14442 | 0
4965 | 1 | 5.8677e-05 | 3.9283e-05 | 0 | 5.8742e-05 | 0.00011416 | 0 | 0.52202 | 0.6842 | 0.0001 | 0 | 0.1839 | 0
4966 | 1 | 6.1604e-05 | 4.3733e-05 | 0 | 3.7595e-05 | 0.00011416 | 0 | 0.52922 | 0.6642 | 0.0001 | 0.025 | 0.10831 | 0
4967 | 1 | 4.6498e-05 | 4.5286e-05 | 0 | 2.3497e-05 | 0.00011416 | 0 | 0.44996 | 0.6665 | 0.0001 | 0.025 | 0.031847 | 0
4968 | 1 | 2.6187e-05 | 4.6612e-05 | 0 | 9.3987e-06 | 0.00011416 | 0 | 0.3707 | 0.689 | 0.0001 | 0.016667 | 0.0013373 | 0
4969 | 1 | 1.7387e-05 | 4.5513e-05 | 0 | 5.8742e-06 | 0.00011416 | 0 | 0.36669 | 0.7303 | 0.0001 | 0.016667 | 0.06616 | 0
4970 | 1 | 1.0743e-05 | 4.2407e-05 | 0 | 2.3497e-06 | 0.00011416 | 0 | 0.34908 | 0.7471 | 0.0001 | 0.016667 | 0.27718 | 0
4971 | 1 | 9.7539e-06 | 3.9736e-05 | 0 | 1.1748e-06 | 0.00011416 | 0 | 0.35308 | 0.7549 | 0.0001 | 0.016667 | 0.3557 | 0
4972 | 1 | 1.2397e-05 | 3.9876e-05 | 0 | 1.4098e-05 | 0.00011416 | 0 | 0.3707 | 0.7605 | 0.0001 | 0.016667 | 0.2202 | 0
4973 | 1 | 2.3468e-05 | 3.8724e-05 | 0 | 3.7595e-05 | 0.00011416 | 0 | 0.41393 | 0.7767 | 0.0001 | 0.025 | 0.06418 | 0
4974 | 1 | 4.078e-05 | 3.0592e-05 | 0 | 9.3987e-05 | 0.00011416 | 0 | 0.47798 | 0.8024 | 0.0001 | 0.033333 | 0.0016383 | 0
4975 | 1 | 6.8302e-05 | 1.6701e-05 | 0 | 0.0001821 | 0.00011416 | 0 | 0.55645 | 0.825 | 0.0001 | 0.05 | 0.012104 | 0
4976 | 1 | 8.9232e-05 | 0 | 0 | 0.0001586 | 0.00011416 | 0.003978 | 0.59408 | 0.8233 | 0.0001 | 0.05 | 0.11961 | 0.003978
4977 | 1 | 0.00010566 | 0 | 0 | 0.00014685 | 0.00011416 | 0 | 0.61569 | 0.8055 | 0.0001 | 0.025 | 0.15676 | 0
4978 | 1 | 0.00011667 | 0 | 0 | 0.00016448 | 0.00011416 | 0 | 0.6205 | 0.7818 | 0.0001 | 0.033333 | 0.094484 | 0
4979 | 1 | 0.00012477 | 0 | 0 | 0.00018797 | 0.00011416 | 0 | 0.6237 | 0.7559 | 0.0001 | 0.041667 | 0.02895 | 0
4980 | 1 | 0.00012171 | 0 | 0 | 0.00020677 | 0.00011416 | 0 | 0.60448 | 0.7472 | 0.0001 | 0.033333 | 0.0013373 | 0
4981 | 1 | 0.00011672 | 0 | 0 | 0.00018797 | 0.00011416 | 0.10831 | 0.59968 | 0.7446 | 0.0001 | 0.025 | 0.052888 | 0.10831
4982 | 1 | 0.00010853 | 0 | 0 | 0.00019032 | 0.00011416 | 0.021472 | 0.59568 | 0.7589 | 0.0001 | 0.016667 | 0.22628 | 0.021472
4983 | 1 | 0.00010519 | 0 | 0 | 0.00021382 | 0.00011416 | 0 | 0.58687 | 0.7594 | 0.0001 | 0.016667 | 0.28916 | 0
4984 | 1 | 0.00010261 | 0 | 0 | 0.00022322 | 0.00011416 | 0.17196 | 0.6253 | 0.7662 | 0.0001 | 0.016667 | 0.18023 | 0.17196
4985 | 1 | 0.00010593 | 0 | 0 | 0.00022322 | 0.00011416 | 0.16639 | 0.6229 | 0.7887 | 0.0001 | 0.016667 | 0.052702 | 0.16639
4986 | 1 | 0.00010197 | 0 | 0 | 0.00016448 | 0.00011416 | 0.068763 | 0.65092 | 0.8091 | 0.0001 | 0.016667 | 0.0015043 | 0.068763
4987 | 1 | 8.9847e-05 | 0 | 0 | 0.00011748 | 0.00011416 | 0 | 0.64532 | 0.8046 | 0.0001 | 0.016667 | 0.0085089 | 0
4988 | 1 | 7.695e-05 | 8.8478e-06 | 0 | 8.8113e-05 | 0.00011416 | 0 | 0.63891 | 0.7918 | 0.0001 | 0.016667 | 0.0938 | 0
4989 | 1 | 6.9827e-05 | 2.7067e-05 | 0 | 5.8742e-05 | 0.00011416 | 0 | 0.6245 | 0.7758 | 0.0001 | 0.016667 | 0.12789 | 0
4990 | 1 | 8.227e-05 | 3.8532e-05 | 0 | 3.7595e-05 | 0.00011416 | 0 | 0.60689 | 0.7831 | 0.0001 | 0.025 | 0.079513 | 0
4991 | 1 | 6.6281e-05 | 4.5897e-05 | 0 | 2.3497e-05 | 0.00011416 | 0 | 0.54604 | 0.8067 | 0.0001 | 0.025 | 0.025714 | 0
4992 | 1 | 4.3455e-05 | 5.1551e-05 | 0 | 9.3987e-06 | 0.00011416 | 0 | 0.53163 | 0.8014 | 0.0001 | 0.025 | 0.0013373 | 0
4993 | 1 | 3.1212e-05 | 5.6525e-05 | 0 | 5.8742e-06 | 0.00011416 | 0 | 0.56125 | 0.7857 | 0.0001 | 0.025 | 0.041522 | 0
4994 | 1 | 2.1492e-05 | 6.0486e-05 | 0 | 2.3497e-06 | 0.00011416 | 0 | 0.52762 | 0.7664 | 0.0001 | 0.025 | 0.18203 | 0
4995 | 1 | 1.7604e-05 | 6.272e-05 | 0 | 1.1748e-06 | 0.00011416 | 0 | 0.47558 | 0.744 | 0.0001 | 0.016667 | 0.23148 | 0
4996 | 1 | 1.7894e-05 | 6.368e-05 | 0 | 1.4098e-05 | 0.00011416 | 0 | 0.4948 | 0.715 | 0.0001 | 0.025 | 0.14542 | 0
4997 | 1 | 2.7583e-05 | 6.2912e-05 | 0 | 3.7595e-05 | 0.00011416 | 0 | 0.5036 | 0.6901 | 0.0001 | 0.025 | 0.042682 | 0
4998 | 1 | 4.2327e-05 | 5.0975e-05 | 0 | 9.3987e-05 | 0.00011416 | 0 | 0.51721 | 0.6917 | 0.0001 | 0.025 | 0.0013779 | 0
4999 | 1 | 6.6211e-05 | 3.4868e-05 | 0 | 0.0001821 | 0.00011416 | 0.069799 | 0.4988 | 0.6906 | 0.0001 | 0.025 | 0.0057069 | 0.069799
5000 | 1 | 8.7999e-05 | 2.0523e-05 | 0 | 0.0001586 | 0.00011416 | 0.076919 | 0.54043 | 0.6869 | 0.0001 | 0.025 | 0.072001 | 0.076919
5001 | 1 | 0.00010191 | 4.2407e-06 | 0 | 0.00014685 | 0.00011416 | 0.0069531 | 0.51401 | 0.6695 | 0.0001 | 0.025 | 0.10281 | 0.0069531
5002 | 1 | 0.00011111 | 0 | 0 | 0.00016448 | 0.00011416 | 0.1886 | 0.55645 | 0.6643 | 0.0001 | 0.016667 | 0.066214 | 0.1886
5003 | 1 | 0.00011781 | 0 | 0 | 0.00018797 | 0.00011416 | 0.042332 | 0.58927 | 0.6749 | 0.0001 | 0.016667 | 0.022727 | 0.042332
5004 | 1 | 0.00011346 | 0 | 0 | 0.00020677 | 0.00011416 | 0 | 0.59568 | 0.6748 | 0.0001 | 0.016667 | 0.0013373 | 0
5005 | 1 | 0.00011033 | 0 | 0 | 0.00018797 | 0.00011416 | 0.086647 | 0.54684 | 0.6685 | 0.0001 | 0.016667 | 0.031913 | 0.086647
5006 | 1 | 0.00010518 | 0 | 0 | 0.00019032 | 0.00011416 | 0 | 0.54844 | 0.6748 | 0.0001 | 0.016667 | 0.14396 | 0
5007 | 1 | 0.00010269 | 0 | 0 | 0.00021382 | 0.00011416 | 0.0024291 | 0.53323 | 0.6968 | 0.0001 | 0.025 | 0.18203 | 0.0024291
5008 | 1 | 0.00010061 | 0 | 0 | 0.00022322 | 0.00011416 | 0.0022397 | 0.4972 | 0.7074 | 0.0001 | 0.033333 | 0.1154 | 0.0022397
5009 | 1 | 0.00010137 | 0 | 0 | 0.00022322 | 0.00011416 | 0 | 0.50761 | 0.6771 | 0.0001 | 0.025 | 0.03402 | 0
5010 | 1 | 9.7772e-05 | 1.0122e-06 | 0 | 0.00016448 | 0.00011416 | 0.0049809 | 0.46517 | 0.6418 | 0.0001 | 0.0083333 | 0.0012587 | 0.0049809
5011 | 1 | 8.4187e-05 | 1.7765e-05 | 0 | 0.00011748 | 0.00011416 | 0 | 0.46517 | 0.5845 | 0.0001 | 0.0083333 | 0.0035994 | 0
5012 | 1 | 7.037e-05 | 4.4064e-05 | 0 | 8.8113e-05 | 0.00011416 | 0 | 0.38271 | 0.5278 | 0.0001 | 0.0083333 | 0.053873 | 0
5013 | 1 | 6.4275e-05 | 6.101e-05 | 0 | 5.8742e-05 | 0.00011416 | 0 | 0.34668 | 0.4659 | 0.0001 | 0.016667 | 0.081237 | 0
5014 | 1 | 7.7751e-05 | 7.1166e-05 | 0 | 3.7595e-05 | 0.00011416 | 0 | 0.36509 | 0.3939 | 0.0001 | 0.016667 | 0.054488 | 0
5015 | 1 | 6.381e-05 | 7.8792e-05 | 0 | 2.3497e-05 | 0.00011416 | 0 | 0.36669 | 0.3539 | 0.0001 | 0.016667 | 0.019982 | 0
5016 | 1 | 4.2676e-05 | 8.6104e-05 | 0 | 9.3987e-06 | 0.00011416 | 0 | 0.34027 | 0.3566 | 0.0001 | 0.016667 | 0.0013373 | 0
5017 | 1 | 2.7314e-05 | 9.3451e-05 | 0 | 5.8742e-06 | 0.00011416 | 0 | 0.32266 | 0.3692 | 0.0001 | 0.016667 | 0.023914 | 0
5018 | 1 | 1.8004e-05 | 9.9594e-05 | 0 | 2.3497e-06 | 0.00011416 | 0 | 0.32106 | 0.3549 | 0.0001 | 0.016667 | 0.11161 | 0
5019 | 1 | 1.4705e-05 | 0.00010548 | 0 | 1.1748e-06 | 0.00011416 | 0 | 0.30584 | 0.351 | 0.0001 | 0.016667 | 0.14018 | 0
5020 | 1 | 1.5486e-05 | 0.00011013 | 0 | 1.4098e-05 | 0.00011416 | 0 | 0.27302 | 0.3427 | 0.0001 | 0.016667 | 0.089831 | 0
5021 | 1 | 2.2866e-05 | 0.00010834 | 0 | 3.7595e-05 | 0.00011416 | 0 | 0.2442 | 0.3325 | 0.0001 | 0.016667 | 0.026617 | 0
5022 | 1 | 4.057e-05 | 8.8007e-05 | 0 | 9.3987e-05 | 0.00011416 | 0 | 0.23058 | 0.3268 | 0.0001 | 0.016667 | 0.0011466 | 0
5023 | 1 | 6.7371e-05 | 5.5373e-05 | 0 | 0.0001821 | 0.00011416 | 0.022965 | 0.20416 | 0.3357 | 0.0001 | 0.016667 | 0.0020875 | 0.022965
5024 | 1 | 9.4246e-05 | 2.6369e-05 | 0 | 0.0001586 | 0.00011416 | 0.31628 | 0.18975 | 0.3455 | 0.0001 | 0.0083333 | 0.039075 | 0.31628
5025 | 1 | 0.00010753 | 8.3242e-06 | 0 | 0.00014685 | 0.00011416 | 0.48847 | 0.18815 | 0.3716 | 0.0001 | 0.0083333 | 0.062917 | 0.48847
5026 | 1 | 0.0001138 | 0 | 0 | 0.00016448 | 0.00011416 | 0.54292 | 0.27222 | 0.4123 | 0.0001 | 0.0083333 | 0.044234 | 0.54292
5027 | 1 | 0.00011991 | 0 | 0 | 0.00018797 | 0.00011416 | 0.28442 | 0.32186 | 0.468 | 0.0001 | 0.0083333 | 0.017467 | 0.28442
5028 | 1 | 0.00011819 | 0 | 0 | 0.00020677 | 0.00011416 | 0.042978 | 0.3763 | 0.4991 | 0.0001 | 0.0083333 | 0.0013373 | 0.042978
5029 | 1 | 0.00011118 | 0 | 0 | 0.00018797 | 0.00011416 | 0.29573 | 0.41553 | 0.5048 | 0.0001 | 0.0083333 | 0.018372 | 0.29573
5030 | 1 | 0.00010686 | 0 | 0 | 0.00019032 | 0.00011416 | 0.20202 | 0.42114 | 0.4622 | 0.0001 | 0.016667 | 0.088676 | 0.20202
5031 | 1 | 0.00010085 | 0 | 0 | 0.00021382 | 0.00011416 | 0.26304 | 0.42834 | 0.3772 | 0.0001 | 0.016667 | 0.11065 | 0.26304
5032 | 1 | 0.0001025 | 0 | 0 | 0.00022322 | 0.00011416 | 0.15639 | 0.43235 | 0.2913 | 0.0001 | 0.016667 | 0.071659 | 0.15639
5033 | 1 | 0.00010498 | 0 | 0 | 0.00022322 | 0.00011416 | 0.095929 | 0.38591 | 0.2144 | 0.0001 | 0.016667 | 0.021338 | 0.095929
5034 | 1 | 0.00010105 | 0 | 0 | 0.00016448 | 0.00011416 | 0.048148 | 0.30424 | 0.1495 | 0.0001 | 0.016667 | 0.0010584 | 0.048148
5035 | 1 | 8.9213e-05 | 1.3839e-05 | 0 | 0.00011748 | 0.00011416 | 0 | 0.2546 | 0.1148 | 0.0001 | 0.0083333 | 0.0012111 | 0
5036 | 1 | 7.3251e-05 | 5.293e-05 | 0 | 8.8113e-05 | 0.00011416 | 0 | 0.15853 | 0.0961 | 0.0001 | 0.0083333 | 0.029044 | 0
5037 | 1 | 6.9696e-05 | 6.8252e-05 | 0 | 5.8742e-05 | 0.00011416 | 0 | 0.10568 | 0.0813 | 0.0001 | 0 | 0.049941 | 0
5038 | 1 | 8.1373e-05 | 7.7082e-05 | 0 | 3.7595e-05 | 0.00011416 | 0 | 0.1289 | 0.0717 | 0.0001 | 0 | 0.036744 | 0
5039 | 1 | 6.6133e-05 | 8.5773e-05 | 0 | 2.3497e-05 | 0.00011416 | 0 | 0.16173 | 0.0616 | 0.0001 | 0 | 0.01554 | 0
5040 | 1 | 4.3944e-05 | 9.4708e-05 | 0 | 9.3987e-06 | 0.00011416 | 0 | 0.16413 | 0.0555 | 0.0001 | 0 | 0.0013373 | 0
5041 | 1 | 3.0106e-05 | 0.00010251 | 0 | 5.8742e-06 | 0.00011416 | 0 | 0.16653 | 0.0541 | 0.0001 | 0 | 0.015499 | 0
5042 | 1 | 2.0865e-05 | 0.00010855 | 0 | 2.3497e-06 | 0.00011416 | 0 | 0.16013 | 0.0531 | 0.0001 | 0 | 0.076556 | 0
5043 | 1 | 1.5872e-05 | 0.00011223 | 0 | 1.1748e-06 | 0.00011416 | 0 | 0.11769 | 0.0503 | 0.0001 | 0 | 0.095102 | 0
5044 | 1 | 1.692e-05 | 0.00011547 | 0 | 1.4098e-05 | 0.00011416 | 0 | 0.10568 | 0.0466 | 0.0001 | 0 | 0.062032 | 0
5045 | 1 | 2.7886e-05 | 0.00010968 | 0 | 3.7595e-05 | 0.00011416 | 0 | 0.086469 | 0.0443 | 0.0001 | 0 | 0.018534 | 0
5046 | 1 | 4.4422e-05 | 8.3016e-05 | 0 | 9.3987e-05 | 0.00011416 | 0 | 0.068855 | 0.0437 | 0.0001 | 0.0083333 | 0.0010078 | 0
5047 | 1 | 6.7874e-05 | 5.7118e-05 | 0 | 0.0001821 | 0.00011416 | 0.0092486 | 0.056845 | 0.0412 | 0.0001 | 0.025 | 0.00082711 | 0.0092486
5048 | 1 | 9.0464e-05 | 3.6194e-05 | 0 | 0.0001586 | 0.00011416 | 0.055514 | 0.035228 | 0.0357 | 0.0001 | 0.025 | 0.023942 | 0.055514
5049 | 1 | 0.00010475 | 2.1203e-05 | 0 | 0.00014685 | 0.00011416 | 0 | 0.028022 | 0.0331 | 0.0001 | 0.025 | 0.043087 | 0
5050 | 1 | 0.00011419 | 9.825e-06 | 0 | 0.00016448 | 0.00011416 | 0.17122 | 0.040032 | 0.0366 | 0.0001 | 0.025 | 0.032684 | 0.17122
5051 | 1 | 0.00012306 | 3.211e-06 | 0 | 0.00018797 | 0.00011416 | 0.15753 | 0.072058 | 0.0459 | 0.0001 | 0.025 | 0.014455 | 0.15753
5052 | 1 | 0.00012566 | 1.0994e-06 | 0 | 0.00020677 | 0.00011416 | 0.26914 | 0.07446 | 0.0562 | 0.0001 | 0.025 | 0.0013373 | 0.26914
5053 | 1 | 0.00011875 | 4.1883e-07 | 0 | 0.00018797 | 0.00011416 | 0.16653 | 0.098479 | 0.0647 | 0.0001 | 0.016667 | 0.014612 | 0.16653
5054 | 1 | 0.00011555 | 1.0296e-06 | 0 | 0.00019032 | 0.00011416 | 0.072651 | 0.1289 | 0.0675 | 0.0001 | 0.0083333 | 0.072776 | 0.072651
5055 | 1 | 0.00010988 | 2.7224e-06 | 0 | 0.00021382 | 0.00011416 | 0 | 0.083267 | 0.0609 | 0.0001 | 0.0083333 | 0.090263 | 0
5056 | 1 | 0.000108 | 6.9805e-06 | 0 | 0.00022322 | 0.00011416 | 0 | 0.096077 | 0.0469 | 0.0001 | 0.016667 | 0.059026 | 0
5057 | 1 | 0.00011055 | 1.0942e-05 | 0 | 0.00022322 | 0.00011416 | 0.00095829 | 0.11449 | 0.0351 | 0.0001 | 0.025 | 0.017657 | 0.00095829
5058 | 1 | 0.00010864 | 1.9388e-05 | 0 | 0.00016448 | 0.00011416 | 0.014452 | 0.048839 | 0.0278 | 0.0001 | 0.025 | 0.00099127 | 0.014452
5059 | 1 | 9.116e-05 | 4.1499e-05 | 0 | 0.00011748 | 0.00011416 | 0 | 0.030424 | 0.0233 | 0.0001 | 0.016667 | 0.00071998 | 0
5060 | 1 | 7.4554e-05 | 8.1707e-05 | 0 | 8.8113e-05 | 0.00011416 | 0 | 0.017614 | 0.0188 | 0.0001 | 0.016667 | 0.022384 | 0
5061 | 1 | 6.9477e-05 | 9.7727e-05 | 0 | 5.8742e-05 | 0.00011416 | 0 | 0.021617 | 0.0126 | 0.0001 | 0.0083333 | 0.04095 | 0
5062 | 1 | 7.9594e-05 | 0.0001076 | 0 | 3.7595e-05 | 0.00011416 | 0 | 0.018415 | 0.0074 | 0.0001 | 0.0083333 | 0.0314 | 0
5063 | 1 | 6.3869e-05 | 0.00011441 | 0 | 2.3497e-05 | 0.00011416 | 0 | 0.013611 | 0.0044 | 0.0001 | 0.0083333 | 0.014105 | 0
5064 | 1 | 4.2818e-05 | 0.00011848 | 0 | 9.3987e-06 | 0.00011416 | 0 | 0.01201 | 0.0021 | 0.0001 | 0.0083333 | 0.0013373 | 0
5065 | 1 | 2.9618e-05 | 0.00012157 | 0 | 5.8742e-06 | 0.00011416 | 0 | 0.013611 | 0.0006 | 0.0001 | 0.0083333 | 0.016421 | 0
5066 | 1 | 1.9053e-05 | 0.00012479 | 0 | 2.3497e-06 | 0.00011416 | 0 | 0.010408 | 0.0001 | 0.0001 | 0.0083333 | 0.080465 | 0
5067 | 1 | 1.5359e-05 | 0.00012844 | 0 | 1.1748e-06 | 0.00011416 | 0 | 0.0096077 | 0 | 0.0001 | 0 | 0.10011 | 0
5068 | 1 | 1.6014e-05 | 0.00013537 | 0 | 1.4098e-05 | 0.00011416 | 0 | 0.0088071 | 0.0003 | 0.0001 | 0 | 0.065138 | 0
5069 | 1 | 2.5318e-05 | 0.00013629 | 0 | 3.7595e-05 | 0.00011416 | 0 | 0.01201 | 0.0026 | 0.0001 | 0 | 0.019439 | 0
5070 | 1 | 4.438e-05 | 0.00010212 | 0 | 9.3987e-05 | 0.00011416 | 0 | 0.018415 | 0.0077 | 0.0001 | 0 | 0.0010245 | 0
5071 | 1 | 7.2422e-05 | 6.4395e-05 | 0 | 0.0001821 | 0.00011416 | 0.075147 | 0.034428 | 0.0141 | 0.0001 | 0.0083333 | 0.00094438 | 0.075147
5072 | 1 | 9.8473e-05 | 2.9475e-05 | 0 | 0.0001586 | 0.00011416 | 0.091338 | 0.020817 | 0.0262 | 0.0001 | 0.016667 | 0.02557 | 0.091338
5073 | 1 | 0.00011669 | 4.2057e-06 | 0 | 0.00014685 | 0.00011416 | 0.5232 | 0.0080064 | 0.0332 | 0.0001 | 0.016667 | 0.045297 | 0.5232
5074 | 1 | 0.00012189 | 0 | 0 | 0.00016448 | 0.00011416 | 0.38008 | 0.020817 | 0.0295 | 0.0001 | 0.016667 | 0.034002 | 0.38008
5075 | 1 | 0.00012626 | 0 | 0 | 0.00018797 | 0.00011416 | 0.56615 | 0.021617 | 0.0197 | 0.0001 | 0.016667 | 0.014811 | 0.56615
5076 | 1 | 0.00012136 | 0 | 0 | 0.00020677 | 0.00011416 | 0.69729 | 0.023219 | 0.0095 | 0.0001 | 0.016667 | 0.0013373 | 0.69729
5077 | 1 | 0.00011507 | 0 | 0 | 0.00018797 | 0.00011416 | 0.58338 | 0.032026 | 0.0032 | 0.0001 | 0.016667 | 0.020473 | 0.58338
5078 | 1 | 0.00010817 | 0 | 0 | 0.00019032 | 0.00011416 | 0.57415 | 0.036829 | 0.0015 | 0.0001 | 0.016667 | 0.097428 | 0.57415
5079 | 1 | 0.00010384 | 0 | 0 | 0.00021382 | 0.00011416 | 0.38014 | 0.032826 | 0.0016 | 0.0001 | 0.016667 | 0.12191 | 0.38014
5080 | 1 | 0.00010005 | 0 | 0 | 0.00022322 | 0.00011416 | 0.46266 | 0.022418 | 0.0026 | 0.0001 | 0.016667 | 0.0786 | 0.46266
5081 | 1 | 0.00010128 | 0 | 0 | 0.00022322 | 0.00011416 | 0.30207 | 0.03763 | 0.0109 | 0.0001 | 0.016667 | 0.023356 | 0.30207
5082 | 1 | 9.6764e-05 | 0 | 0 | 0.00016448 | 0.00011416 | 0.084597 | 0.045637 | 0.0189 | 0.0001 | 0.016667 | 0.0010931 | 0.084597
5083 | 1 | 8.4225e-05 | 0 | 0 | 0.00011748 | 0.00011416 | 0 | 0.061649 | 0.0273 | 0.0001 | 0.016667 | 0.0015239 | 0
5084 | 1 | 7.0614e-05 | 2.2669e-05 | 0 | 8.8113e-05 | 0.00011416 | 0 | 0.078463 | 0.0358 | 0.0001 | 0.016667 | 0.032819 | 0
5085 | 1 | 6.472e-05 | 3.3611e-05 | 0 | 5.8742e-05 | 0.00011416 | 0 | 0.10568 | 0.0424 | 0.0001 | 0.0083333 | 0.054893 | 0
5086 | 1 | 7.8058e-05 | 4.2476e-05 | 0 | 3.7595e-05 | 0.00011416 | 0 | 0.14572 | 0.0486 | 0.0001 | 0 | 0.039629 | 0
5087 | 1 | 6.2888e-05 | 5.2214e-05 | 0 | 2.3497e-05 | 0.00011416 | 0 | 0.19696 | 0.0567 | 0.0001 | 0 | 0.016293 | 0
5088 | 1 | 4.0493e-05 | 6.2441e-05 | 0 | 9.3987e-06 | 0.00011416 | 0 | 0.19936 | 0.0629 | 0.0001 | 0 | 0.0013373 | 0
5089 | 1 | 2.7244e-05 | 7.5197e-05 | 0 | 5.8742e-06 | 0.00011416 | 0 | 0.18175 | 0.0689 | 0.0001 | 0 | 0.026411 | 0
5090 | 1 | 1.4393e-05 | 9.312e-05 | 0 | 2.3497e-06 | 0.00011416 | 0 | 0.16333 | 0.0676 | 0.0001 | 0 | 0.12178 | 0
5091 | 1 | 5.6866e-06 | 0.00010823 | 0 | 1.1748e-06 | 0.00011416 | 0 | 0.11209 | 0.0656 | 0.0001 | 0 | 0.15333 | 0
5092 | 1 | 3.1275e-06 | 0.00011881 | 0 | 1.4098e-05 | 0.00011416 | 0 | 0.076861 | 0.0617 | 0.0001 | 0 | 0.097883 | 0
5093 | 1 | 3.9429e-06 | 0.00011605 | 0 | 3.7595e-05 | 0.00011416 | 0 | 0.056845 | 0.0434 | 0.0001 | 0 | 0.02895 | 0
5094 | 1 | 1.0172e-05 | 7.3382e-05 | 0 | 9.3987e-05 | 0.00011416 | 0 | 0.030424 | 0.0225 | 0.0001 | 0 | 0.0011832 | 0
5095 | 1 | 3.0641e-05 | 4.2005e-05 | 0 | 0.0001821 | 0.00011416 | 0.098447 | 0.016013 | 0.008 | 0.0001 | 0 | 0.0025314 | 0.098447
5096 | 1 | 5.8965e-05 | 0 | 0 | 0.0001586 | 0.00011416 | 0.27659 | 0.0056045 | 0.0045 | 0.0001 | 0.0083333 | 0.043658 | 0.27659
5097 | 1 | 7.7226e-05 | 0 | 0 | 0.00014685 | 0.00011416 | 0.50552 | 0.0016013 | 0.0019 | 0.0001 | 0.016667 | 0.068679 | 0.50552
5098 | 1 | 8.7548e-05 | 0 | 0 | 0.00016448 | 0.00011416 | 0.70391 | 0.0024019 | 0.0016 | 0.0001 | 0.016667 | 0.047495 | 0.70391
5099 | 1 | 9.2708e-05 | 0 | 0 | 0.00018797 | 0.00011416 | 0.86189 | 0.0040032 | 0.0018 | 0.0001 | 0.025 | 0.01828 | 0.86189
5100 | 1 | 9.057e-05 | 0 | 0.0001635 | 0.00020677 | 0.00011416 | 0.92573 | 0.0040032 | 0.0033 | 0.0001 | 0.025 | 0.0013373 | 0.92573
5101 | 1 | 7.9911e-05 | 0 | 0.00056255 | 0.00018797 | 0.00011416 | 0.79083 | 0.0048038 | 0.0035 | 0.0001 | 0.025 | 0.03493 | 0.79083
5102 | 1 | 7.2909e-05 | 0 | 0.000666 | 0.00019032 | 0.00011416 | 0.77236 | 0.0096077 | 0.0034 | 0.0001 | 0.016667 | 0.15599 | 0.77236
5103 | 1 | 7.0061e-05 | 0 | 0.00040274 | 0.00021382 | 0.00011416 | 0.29536 | 0.0088071 | 0.0046 | 0.0001 | 0.016667 | 0.19764 | 0.29536
5104 | 1 | 7.384e-05 | 0 | 0 | 0.00022322 | 0.00011416 | 0.42241 | 0.013611 | 0.0057 | 0.0001 | 0.016667 | 0.1249 | 0.42241
5105 | 1 | 7.585e-05 | 0 | 0 | 0.00022322 | 0.00011416 | 0.028214 | 0.022418 | 0.005 | 0.0001 | 0.0083333 | 0.036762 | 0.028214
5106 | 1 | 7.2826e-05 | 0 | 0 | 0.00016448 | 0.00011416 | 0.11164 | 0.038431 | 0.007 | 0.0001 | 0.0083333 | 0.0012976 | 0.11164
5107 | 1 | 6.6072e-05 | 0 | 0 | 0.00011748 | 0.00011416 | 0 | 0.042434 | 0.0137 | 0.0001 | 0.0083333 | 0.0042308 | 0
5108 | 1 | 5.547e-05 | 1.0942e-05 | 0 | 8.8113e-05 | 0.00011416 | 0 | 0.040032 | 0.0287 | 0.0001 | 0.0083333 | 0.059529 | 0
5109 | 1 | 5.1738e-05 | 3.0365e-05 | 0 | 5.8742e-05 | 0.00011416 | 0 | 0.056845 | 0.0594 | 0.0001 | 0.0083333 | 0.088053 | 0
5110 | 1 | 6.0332e-05 | 4.3838e-05 | 0 | 3.7595e-05 | 0.00011416 | 0 | 0.063251 | 0.0971 | 0.0001 | 0.0083333 | 0.058228 | 0
5111 | 1 | 4.6545e-05 | 5.2633e-05 | 0 | 2.3497e-05 | 0.00011416 | 0 | 0.048839 | 0.1231 | 0.0001 | 0 | 0.020871 | 0
5112 | 1 | 3.1057e-05 | 5.5844e-05 | 0 | 9.3987e-06 | 0.00011416 | 0 | 0.041633 | 0.131 | 0.0001 | 0 | 0.0013373 | 0
5113 | 1 | 2.0992e-05 | 5.9055e-05 | 0 | 5.8742e-06 | 0.00011416 | 0 | 0.047238 | 0.1261 | 0.0001 | 0 | 0.04329 | 0
5114 | 1 | 1.0889e-05 | 6.607e-05 | 0 | 2.3497e-06 | 0.00011416 | 0 | 0.052042 | 0.1131 | 0.0001 | 0 | 0.18897 | 0
5115 | 1 | 5.1651e-06 | 7.689e-05 | 0 | 1.1748e-06 | 0.00011416 | 0 | 0.024019 | 0.0915 | 0.0001 | 0 | 0.2405 | 0
5116 | 1 | 9.8884e-07 | 8.5581e-05 | 0 | 1.4098e-05 | 0.00011416 | 0 | 0.010408 | 0.0648 | 0.0001 | 0 | 0.15088 | 0
5117 | 1 | 1.0168e-06 | 8.5162e-05 | 0 | 3.7595e-05 | 0.00011416 | 0 | 0.0056045 | 0.0488 | 0.0001 | 0 | 0.044255 | 0
5118 | 1 | 4.3087e-06 | 5.532e-05 | 0 | 9.3987e-05 | 0.00011416 | 0 | 0.0040032 | 0.0412 | 0.0001 | 0 | 0.0013984 | 0
5119 | 1 | 1.8986e-05 | 2.6683e-05 | 0 | 0.0001821 | 0.00011416 | 0.095817 | 0.0064051 | 0.0401 | 0.0001 | 0 | 0.006123 | 0.095817
5120 | 1 | 4.0839e-05 | 0 | 0 | 0.0001586 | 0.00011416 | 0.29668 | 0.0040032 | 0.0474 | 0.0001 | 0 | 0.07537 | 0.29668
5121 | 1 | 5.4936e-05 | 0 | 0 | 0.00014685 | 0.00011416 | 0.48655 | 0.0016013 | 0.0544 | 0.0001 | 0 | 0.10674 | 0.48655
5122 | 1 | 6.5628e-05 | 0 | 0 | 0.00016448 | 0.00011416 | 0.69149 | 0.00080064 | 0.0478 | 0.0001 | 0 | 0.068319 | 0.69149
5123 | 1 | 6.6308e-05 | 0 | 0.00059857 | 0.00018797 | 0.00011416 | 0.84667 | 0.00080064 | 0.03 | 0.0001 | 0 | 0.023208 | 0.84667
5124 | 1 | 5.761e-05 | 0 | 0.0015528 | 0.00020677 | 0.00011416 | 0.94068 | 0.0016013 | 0.0136 | 0.0001 | 0.0083333 | 0.0013373 | 0.94068
5125 | 1 | 4.3454e-05 | 0 | 0.0022677 | 0.00018797 | 0.00011416 | 0.8972 | 0.0016013 | 0.005 | 0.0001 | 0.016667 | 0.054964 | 0.8972
5126 | 1 | 2.7498e-05 | 0 | 0.0027425 | 0.00019032 | 0.00011416 | 0.75824 | 0.0024019 | 0.0042 | 0.0001 | 0.025 | 0.23429 | 0.75824
5127 | 1 | 2.2431e-05 | 0 | 0.0029467 | 0.00021382 | 0.00011416 | 0.63612 | 0.0016013 | 0.0095 | 0.0001 | 0.025 | 0.29961 | 0.63612
5128 | 1 | 2.1925e-05 | 0 | 0.0029374 | 0.00022322 | 0.00011416 | 0.5065 | 0.0032026 | 0.0193 | 0.0001 | 0.016667 | 0.18653 | 0.5065
5129 | 1 | 2.7483e-05 | 0 | 0.0027933 | 0.00022322 | 0.00011416 | 0.28447 | 0.0080064 | 0.0292 | 0.0001 | 0.016667 | 0.054511 | 0.28447
5130 | 1 | 3.9855e-05 | 0 | 0.0020082 | 0.00016448 | 0.00011416 | 0.12238 | 0.017614 | 0.0386 | 0.0001 | 0.016667 | 0.0015261 | 0.12238
5131 | 1 | 6.0096e-05 | 0 | 0 | 0.00011748 | 0.00011416 | 0 | 0.027222 | 0.0446 | 0.0001 | 0.016667 | 0.0090503 | 0
5132 | 1 | 5.8503e-05 | 0 | 0 | 8.8113e-05 | 0.00011416 | 0 | 0.040032 | 0.061 | 0.0001 | 0.033333 | 0.097813 | 0
5133 | 1 | 6.2251e-05 | 0 | 0 | 5.8742e-05 | 0.00011416 | 0 | 0.068054 | 0.0936 | 0.0001 | 0.033333 | 0.13243 | 0
5134 | 1 | 7.1332e-05 | 0 | 0 | 3.7595e-05 | 0.00011416 | 0 | 0.10008 | 0.1608 | 0.0001 | 0.033333 | 0.08189 | 0
5135 | 1 | 5.5153e-05 | 0 | 0 | 2.3497e-05 | 0.00011416 | 0 | 0.13931 | 0.2841 | 0.0001 | 0.016667 | 0.026235 | 0
5136 | 1 | 3.6303e-05 | 0 | 0 | 9.3987e-06 | 0.00011416 | 0 | 0.18175 | 0.3868 | 0.0001 | 0.0083333 | 0.0013373 | 0
5137 | 1 | 2.5818e-05 | 3.4902e-07 | 0 | 5.8742e-06 | 0.00011416 | 0 | 0.23939 | 0.4036 | 0.0001 | 0.0083333 | 0.06616 | 0
5138 | 1 | 1.8456e-05 | 9.0746e-07 | 0 | 2.3497e-06 | 0.00011416 | 0 | 0.32506 | 0.3862 | 0.0001 | 0 | 0.27718 | 0
5139 | 1 | 1.8015e-05 | 1.0994e-06 | 0 | 1.1748e-06 | 0.00011416 | 0 | 0.46998 | 0.3683 | 0.0001 | 0 | 0.3557 | 0
5140 | 1 | 2.3124e-05 | 2.0418e-06 | 0 | 1.4098e-05 | 0.00011416 | 0 | 0.51561 | 0.3958 | 0.0001 | 0 | 0.2202 | 0
5141 | 1 | 3.2102e-05 | 0 | 0 | 3.7595e-05 | 0.00011416 | 0 | 0.502 | 0.5014 | 0.0001 | 0 | 0.06418 | 0
5142 | 1 | 4.8082e-05 | 0 | 0 | 9.3987e-05 | 0.00011416 | 0 | 0.52362 | 0.4983 | 0.0001 | 0 | 0.0016383 | 0
5143 | 1 | 7.5959e-05 | 0 | 0 | 0.0001821 | 0.00011416 | 0.11562 | 0.46757 | 0.3865 | 0.0001 | 0 | 0.012104 | 0.11562
5144 | 1 | 0.00010363 | 0 | 0 | 0.0001586 | 0.00011416 | 0.30569 | 0.34828 | 0.3051 | 0.0001 | 0 | 0.11961 | 0.30569
5145 | 1 | 9.7312e-05 | 0 | 0.0023666 | 0.00014685 | 0.00011416 | 0.52097 | 0.18495 | 0.2672 | 0.0001 | 0 | 0.15676 | 0.52097
5146 | 1 | 9.4222e-05 | 0 | 0.0038159 | 0.00016448 | 0.00011416 | 0.67903 | 0.11369 | 0.2499 | 0.0001 | 0 | 0.094484 | 0.67903
5147 | 1 | 9.3141e-05 | 0 | 0.0047516 | 0.00018797 | 0.00011416 | 0.89161 | 0.1249 | 0.2345 | 0.0001 | 0 | 0.02895 | 0.89161
5148 | 1 | 8.4011e-05 | 0 | 0.0053807 | 0.00020677 | 0.00011416 | 0.97299 | 0.15132 | 0.2229 | 0.0001 | 0.0083333 | 0.0013373 | 0.97299
5149 | 1 | 7.9442e-05 | 0 | 0.0057335 | 0.00018797 | 0.00011416 | 0.94503 | 0.15693 | 0.2178 | 0.0001 | 0.025 | 0.07614 | 0.94503
5150 | 1 | 7.3719e-05 | 0 | 0.005812 | 0.00019032 | 0.00011416 | 0.90296 | 0.15052 | 0.2124 | 0.0001 | 0.025 | 0.31504 | 0.90296
5151 | 1 | 7.3975e-05 | 0 | 0.005643 | 0.00021382 | 0.00011416 | 0.79719 | 0.1217 | 0.2031 | 0.0001 | 0.025 | 0.40529 | 0.79719
5152 | 1 | 7.2036e-05 | 0 | 0.0053576 | 0.00022322 | 0.00011416 | 0.57983 | 0.095276 | 0.19 | 0.0001 | 0.016667 | 0.24989 | 0.57983
5153 | 1 | 7.263e-05 | 0 | 0.0050814 | 0.00022322 | 0.00011416 | 0.32616 | 0.068855 | 0.1527 | 0.0001 | 0.016667 | 0.07269 | 0.32616
5154 | 1 | 7.4513e-05 | 0 | 0.0041854 | 0.00016448 | 0.00011416 | 0.010251 | 0.048839 | 0.0905 | 0.0001 | 0.016667 | 0.0017319 | 0.010251
5155 | 1 | 7.6793e-05 | 0 | 0.0027702 | 0.00011748 | 0.00011416 | 0 | 0.028022 | 0.0442 | 0.0001 | 0.0083333 | 0.014991 | 0
5156 | 1 | 8.34e-05 | 0 | 0.00090524 | 8.8113e-05 | 0.00011416 | 0 | 0.020016 | 0.0099 | 0.0001 | 0.0083333 | 0.1392 | 0
5157 | 1 | 8.8734e-05 | 0 | 0 | 5.8742e-05 | 0.00011416 | 0 | 0.026421 | 0.0043 | 0.0001 | 0.0083333 | 0.17824 | 0
5158 | 1 | 9.7624e-05 | 0 | 0 | 3.7595e-05 | 0.00011416 | 0 | 0.065653 | 0.0106 | 0.0001 | 0.0083333 | 0.10544 | 0
5159 | 1 | 8.0721e-05 | 0 | 0 | 2.3497e-05 | 0.00011416 | 0 | 0.081665 | 0.0169 | 0.0001 | 0.0083333 | 0.031253 | 0
5160 | 1 | 5.738e-05 | 0 | 0 | 9.3987e-06 | 0.00011416 | 0 | 0.10889 | 0.0154 | 0.0001 | 0.0083333 | 0.0013373 | 0
5161 | 1 | 4.5601e-05 | 0 | 0 | 5.8742e-06 | 0.00011416 | 0 | 0.14972 | 0.0112 | 0.0001 | 0 | 0.084249 | 0
5162 | 1 | 3.6801e-05 | 0 | 0 | 2.3497e-06 | 0.00011416 | 0 | 0.14892 | 0.0137 | 0.0001 | 0 | 0.34559 | 0
5163 | 1 | 3.4193e-05 | 0 | 0 | 1.1748e-06 | 0.00011416 | 0 | 0.14251 | 0.0241 | 0.0001 | 0 | 0.44538 | 0
5164 | 1 | 3.6077e-05 | 0 | 0 | 1.4098e-05 | 0.00011416 | 0 | 0.16813 | 0.0575 | 0.0001 | 0 | 0.27383 | 0
5165 | 1 | 4.4162e-05 | 0 | 0 | 3.7595e-05 | 0.00011416 | 0 | 0.10809 | 0.1302 | 0.0001 | 0 | 0.079544 | 0
5166 | 1 | 6.3908e-05 | 0 | 0 | 9.3987e-05 | 0.00011416 | 0 | 0.11529 | 0.1746 | 0.0001 | 0 | 0.0018044 | 0
5167 | 1 | 9.1423e-05 | 0 | 0 | 0.0001821 | 0.00011416 | 0 | 0.16013 | 0.2625 | 0.0001 | 0 | 0.017434 | 0
5168 | 1 | 0.00011811 | 0 | 0 | 0.0001586 | 0.00011416 | 0 | 0.19135 | 0.3516 | 0.0001 | 0 | 0.15523 | 0
5169 | 1 | 0.00013514 | 0 | 0 | 0.00014685 | 0.00011416 | 0 | 0.18735 | 0.3952 | 0.0001 | 0 | 0.19557 | 0
5170 | 1 | 0.00014239 | 0 | 0 | 0.00016448 | 0.00011416 | 0 | 0.15612 | 0.3897 | 0.0001 | 0 | 0.11419 | 0
5171 | 1 | 0.00014637 | 0 | 0 | 0.00018797 | 0.00011416 | 0 | 0.13371 | 0.3643 | 0.0001 | 0 | 0.033057 | 0
5172 | 1 | 0.00014276 | 0 | 0 | 0.00020677 | 0.00011416 | 0 | 0.11209 | 0.3498 | 0.0001 | 0 | 0.0013373 | 0
5173 | 1 | 0.00013915 | 0 | 0 | 0.00018797 | 0.00011416 | 0.15341 | 0.1249 | 0.363 | 0.0001 | 0 | 0.092915 | 0.15341
5174 | 1 | 0.00013379 | 0 | 0 | 0.00019032 | 0.00011416 | 0.16334 | 0.18495 | 0.4212 | 0.0001 | 0 | 0.37805 | 0.16334
5175 | 1 | 0.00012894 | 0 | 0 | 0.00021382 | 0.00011416 | 0 | 0.21457 | 0.4752 | 0.0001 | 0 | 0.48802 | 0
5176 | 1 | 0.00012268 | 0 | 0 | 0.00022322 | 0.00011416 | 0.098013 | 0.20977 | 0.5232 | 0.0001 | 0.025 | 0.29924 | 0.098013
5177 | 1 | 0.00012161 | 0 | 0 | 0.00022322 | 0.00011416 | 0.12737 | 0.21537 | 0.5742 | 0.0001 | 0.016667 | 0.086816 | 0.12737
5178 | 1 | 0.00011105 | 0 | 0 | 0.00016448 | 0.00011416 | 0.10813 | 0.21217 | 0.6135 | 0.0001 | 0.0083333 | 0.0018789 | 0.10813
5179 | 1 | 9.6638e-05 | 0 | 0 | 0.00011748 | 0.00011416 | 0 | 0.18415 | 0.6251 | 0.0001 | 0.0083333 | 0.020128 | 0
5180 | 1 | 8.5004e-05 | 6.0556e-06 | 0 | 8.8113e-05 | 0.00011416 | 0 | 0.14171 | 0.5914 | 0.0001 | 0.0083333 | 0.17244 | 0
5181 | 1 | 8.2419e-05 | 1.8062e-05 | 0 | 5.8742e-05 | 0.00011416 | 0 | 0.11769 | 0.4991 | 0.0001 | 0.0083333 | 0.214 | 0
5182 | 1 | 9.1731e-05 | 2.5601e-05 | 0 | 3.7595e-05 | 0.00011416 | 0 | 0.091273 | 0.4188 | 0.0001 | 0.0083333 | 0.12342 | 0
5183 | 1 | 7.5367e-05 | 3.1133e-05 | 0 | 2.3497e-05 | 0.00011416 | 0 | 0.081665 | 0.3806 | 0.0001 | 0.0083333 | 0.03493 | 0
5184 | 1 | 5.0964e-05 | 4.0312e-05 | 0 | 9.3987e-06 | 0.00011416 | 0 | 0.066453 | 0.3593 | 0.0001 | 0 | 0.0013373 | 0
5185 | 1 | 3.8501e-05 | 5.7484e-05 | 0 | 5.8742e-06 | 0.00011416 | 0 | 0.054444 | 0.3362 | 0.0001 | 0 | 0.095931 | 0
5186 | 1 | 2.5931e-05 | 7.1271e-05 | 0 | 2.3497e-06 | 0.00011416 | 0 | 0.047238 | 0.265 | 0.0001 | 0 | 0.38931 | 0
5187 | 1 | 1.9533e-05 | 8.0817e-05 | 0 | 1.1748e-06 | 0.00011416 | 0 | 0.053643 | 0.215 | 0.0001 | 0 | 0.50281 | 0
5188 | 1 | 2.1022e-05 | 8.7256e-05 | 0 | 1.4098e-05 | 0.00011416 | 0 | 0.077662 | 0.1893 | 0.0001 | 0 | 0.30805 | 0
5189 | 1 | 3.0459e-05 | 8.1864e-05 | 0 | 3.7595e-05 | 0.00011416 | 0 | 0.13211 | 0.164 | 0.0001 | 0 | 0.089335 | 0
5190 | 1 | 5.3431e-05 | 4.0068e-05 | 0 | 9.3987e-05 | 0.00011416 | 0 | 0.15532 | 0.1394 | 0.0001 | 0 | 0.0019042 | 0
5191 | 1 | 8.1238e-05 | 4.1883e-06 | 0 | 0.0001821 | 0.00011416 | 0.10582 | 0.15372 | 0.1089 | 0.0001 | 0 | 0.021085 | 0.10582
5192 | 1 | 0.00011025 | 0 | 0 | 0.0001586 | 0.00011416 | 0.29388 | 0.13371 | 0.0884 | 0.0001 | 0 | 0.17845 | 0.29388
5193 | 1 | 0.00012757 | 0 | 0 | 0.00014685 | 0.00011416 | 0.4937 | 0.068054 | 0.0849 | 0.0001 | 0 | 0.22038 | 0.4937
5194 | 1 | 0.00013103 | 0 | 0.00044431 | 0.00016448 | 0.00011416 | 0.68981 | 0.053643 | 0.0868 | 0.0001 | 0 | 0.1266 | 0.68981
5195 | 1 | 0.00012871 | 0 | 0.0015906 | 0.00018797 | 0.00011416 | 0.74789 | 0.07526 | 0.103 | 0.0001 | 0.025 | 0.03557 | 0.74789
5196 | 1 | 0.0001163 | 0 | 0.0023555 | 0.00020677 | 0.00011416 | 0.84651 | 0.063251 | 0.1219 | 0.0001 | 0.025 | 0.0013373 | 0.84651
5197 | 1 | 0.0001084 | 0 | 0.0029531 | 0.00018797 | 0.00011416 | 0.92768 | 0.080865 | 0.1543 | 0.0001 | 0.0083333 | 0.099011 | 0.92768
5198 | 1 | 0.00010086 | 0 | 0.0033873 | 0.00019032 | 0.00011416 | 0.84176 | 0.098479 | 0.1911 | 0.0001 | 0.0083333 | 0.40079 | 0.84176
5199 | 1 | 9.87e-05 | 0 | 0.0034713 | 0.00021382 | 0.00011416 | 0.59971 | 0.11289 | 0.2064 | 0.0001 | 0.0083333 | 0.5179 | 0.59971
5200 | 1 | 9.9199e-05 | 0 | 0.00316 | 0.00022322 | 0.00011416 | 0.45981 | 0.1217 | 0.1939 | 0.0001 | 0.0083333 | 0.31703 | 0.45981
5201 | 1 | 9.9764e-05 | 0 | 0.0029845 | 0.00022322 | 0.00011416 | 0.13398 | 0.1281 | 0.1741 | 0.0001 | 0.0083333 | 0.091902 | 0.13398
5202 | 1 | 0.00010335 | 0 | 0.001889 | 0.00016448 | 0.00011416 | 0.046566 | 0.1217 | 0.1613 | 0.0001 | 0 | 0.0019297 | 0.046566
5203 | 1 | 0.00010425 | 0 | 0.00044893 | 0.00011748 | 0.00011416 | 0 | 0.073659 | 0.1446 | 0.0001 | 0 | 0.022071 | 0
5204 | 1 | 9.4945e-05 | 0 | 0 | 8.8113e-05 | 0.00011416 | 0 | 0.059247 | 0.1147 | 0.0001 | 0 | 0.18459 | 0
5205 | 1 | 9.2147e-05 | 0 | 0 | 5.8742e-05 | 0.00011416 | 0 | 0.068054 | 0.066 | 0.0001 | 0 | 0.2269 | 0
5206 | 1 | 0.00010147 | 0 | 0 | 3.7595e-05 | 0.00011416 | 0 | 0.11049 | 0.0345 | 0.0001 | 0 | 0.12983 | 0
5207 | 1 | 8.4198e-05 | 0 | 0 | 2.3497e-05 | 0.00011416 | 0 | 0.13851 | 0.0146 | 0.0001 | 0 | 0.036217 | 0
5208 | 1 | 6.0287e-05 | 0 | 0 | 9.3987e-06 | 0.00011416 | 0 | 0.15933 | 0.0037 | 0.0001 | 0 | 0.0013373 | 0
5209 | 1 | 5.0608e-05 | 0 | 0 | 5.8742e-06 | 0.00011416 | 0 | 0.19055 | 0.0004 | 0.0001 | 0 | 0.095931 | 0
5210 | 1 | 4.1455e-05 | 0 | 0 | 2.3497e-06 | 0.00011416 | 0 | 0.17134 | 0.0005 | 0.0001 | 0 | 0.38931 | 0
5211 | 1 | 3.6294e-05 | 0 | 0 | 1.1748e-06 | 0.00011416 | 0 | 0.13451 | 0.0025 | 0.0001 | 0 | 0.50281 | 0
5212 | 1 | 3.6176e-05 | 0 | 0 | 1.4098e-05 | 0.00011416 | 0 | 0.11129 | 0.0077 | 0.0001 | 0 | 0.30805 | 0
5213 | 1 | 4.6045e-05 | 0 | 0 | 3.7595e-05 | 0.00011416 | 0 | 0.088871 | 0.0177 | 0.0001 | 0 | 0.089335 | 0
5214 | 1 | 6.1201e-05 | 0 | 0 | 9.3987e-05 | 0.00011416 | 0 | 0.083267 | 0.0344 | 0.0001 | 0 | 0.0019042 | 0
5215 | 1 | 9.0191e-05 | 0 | 0 | 0.0001821 | 0.00011416 | 0.07537 | 0.13451 | 0.0629 | 0.0001 | 0 | 0.021085 | 0.07537
5216 | 1 | 0.00011725 | 0 | 0 | 0.0001586 | 0.00011416 | 0.19686 | 0.14652 | 0.1226 | 0.0001 | 0 | 0.17845 | 0.19686
5217 | 1 | 0.00011976 | 0 | 0.0013782 | 0.00014685 | 0.00011416 | 0.38032 | 0.067254 | 0.1746 | 0.0001 | 0 | 0.22038 | 0.38032
5218 | 1 | 0.00011654 | 0 | 0.0026594 | 0.00016448 | 0.00011416 | 0.58609 | 0.055244 | 0.2161 | 0.0001 | 0 | 0.1266 | 0.58609
5219 | 1 | 0.00011805 | 0 | 0.0032644 | 0.00018797 | 0.00011416 | 0.78782 | 0.094476 | 0.2421 | 0.0001 | 0.0083333 | 0.03557 | 0.78782
5220 | 1 | 0.00011537 | 0 | 0.0032219 | 0.00020677 | 0.00011416 | 0.9566 | 0.16493 | 0.255 | 0.0001 | 0.0083333 | 0.0013373 | 0.9566
5221 | 1 | 0.00011232 | 0 | 0.0031674 | 0.00018797 | 0.00011416 | 0.94429 | 0.17454 | 0.2639 | 0.0001 | 0.0083333 | 0.092915 | 0.94429
5222 | 1 | 0.0001052 | 0 | 0.0032903 | 0.00019032 | 0.00011416 | 0.901 | 0.17374 | 0.2782 | 0.0001 | 0.0083333 | 0.37805 | 0.901
5223 | 1 | 0.00010257 | 0 | 0.0032995 | 0.00021382 | 0.00011416 | 0.78146 | 0.15052 | 0.2971 | 0.0001 | 0.0083333 | 0.48802 | 0.78146
5224 | 1 | 9.9938e-05 | 0 | 0.0030437 | 0.00022322 | 0.00011416 | 0.52935 | 0.11529 | 0.3273 | 0.0001 | 0.0083333 | 0.29924 | 0.52935
5225 | 1 | 0.0001048 | 0 | 0.0024571 | 0.00022322 | 0.00011416 | 0.31129 | 0.077662 | 0.3496 | 0.0001 | 0.0083333 | 0.086816 | 0.31129
5226 | 1 | 0.0001081 | 0 | 0.0013884 | 0.00016448 | 0.00011416 | 0.057207 | 0.048038 | 0.306 | 0.0001 | 0.0083333 | 0.0018789 | 0.057207
5227 | 1 | 0.00010878 | 0 | 0 | 0.00011748 | 0.00011416 | 0 | 0.032826 | 0.2601 | 0.0001 | 0.0083333 | 0.020128 | 0
5228 | 1 | 9.7724e-05 | 0 | 0 | 8.8113e-05 | 0.00011416 | 0 | 0.033627 | 0.2244 | 0.0001 | 0 | 0.17244 | 0
5229 | 1 | 9.623e-05 | 0 | 0 | 5.8742e-05 | 0.00011416 | 0 | 0.040833 | 0.1913 | 0.0001 | 0 | 0.214 | 0
5230 | 1 | 0.00010454 | 0 | 0 | 3.7595e-05 | 0.00011416 | 0 | 0.064852 | 0.1652 | 0.0001 | 0 | 0.12342 | 0
5231 | 1 | 8.8399e-05 | 0 | 0 | 2.3497e-05 | 0.00011416 | 0 | 0.090472 | 0.1353 | 0.0001 | 0 | 0.03493 | 0
5232 | 1 | 6.5009e-05 | 5.532e-06 | 0 | 9.3987e-06 | 0.00011416 | 0 | 0.08807 | 0.0997 | 0.0001 | 0 | 0.0013373 | 0
5233 | 1 | 5.0129e-05 | 1.4031e-05 | 0 | 5.8742e-06 | 0.00011416 | 0 | 0.076861 | 0.0707 | 0.0001 | 0 | 0.087075 | 0
5234 | 1 | 3.8482e-05 | 1.8952e-05 | 0 | 2.3497e-06 | 0.00011416 | 0 | 0.063251 | 0.0495 | 0.0001 | 0 | 0.3562 | 0
5235 | 1 | 3.4454e-05 | 2.1692e-05 | 0 | 1.1748e-06 | 0.00011416 | 0 | 0.084868 | 0.0255 | 0.0001 | 0 | 0.4593 | 0
5236 | 1 | 3.441e-05 | 2.609e-05 | 0 | 1.4098e-05 | 0.00011416 | 0 | 0.071257 | 0.0093 | 0.0001 | 0 | 0.28213 | 0
5237 | 1 | 4.4455e-05 | 2.6334e-05 | 0 | 3.7595e-05 | 0.00011416 | 0 | 0.064852 | 0.0047 | 0.0001 | 0 | 0.081921 | 0
5238 | 1 | 6.2247e-05 | 4.9212e-06 | 0 | 9.3987e-05 | 0.00011416 | 0 | 0.095276 | 0.0045 | 0.0001 | 0 | 0.001829 | 0
5239 | 1 | 8.7466e-05 | 0 | 0 | 0.0001821 | 0.00011416 | 0.0091594 | 0.10568 | 0.0056 | 0.0001 | 0.025 | 0.018303 | 0.0091594
5240 | 1 | 0.0001148 | 0 | 0 | 0.0001586 | 0.00011416 | 0.068885 | 0.046437 | 0.0099 | 0.0001 | 0.075 | 0.16083 | 0.068885
5241 | 1 | 0.00013121 | 0 | 0 | 0.00014685 | 0.00011416 | 0.40294 | 0.020817 | 0.0169 | 0.0001 | 0.083333 | 0.20159 | 0.40294
5242 | 1 | 0.00012329 | 0 | 0.0017745 | 0.00016448 | 0.00011416 | 0.68936 | 0.011209 | 0.0208 | 0.0001 | 0.075 | 0.11721 | 0.68936
5243 | 1 | 0.00011359 | 0 | 0.0033688 | 0.00018797 | 0.00011416 | 0.86003 | 0.0056045 | 0.0211 | 0.0001 | 0.05 | 0.033674 | 0.86003
5244 | 1 | 9.9857e-05 | 0 | 0.0043904 | 0.00020677 | 0.00011416 | 0.95609 | 0.0040032 | 0.022 | 0.0001 | 0 | 0.0013373 | 0.95609
5245 | 1 | 9.0753e-05 | 0 | 0.0050324 | 0.00018797 | 0.00011416 | 0.92767 | 0.0080064 | 0.0238 | 0.0001 | 0 | 0.07614 | 0.92767
5246 | 1 | 8.7863e-05 | 0 | 0.0051183 | 0.00019032 | 0.00011416 | 0.6501 | 0.013611 | 0.025 | 0.0001 | 0 | 0.31504 | 0.6501
5247 | 1 | 8.6347e-05 | 0 | 0.0047027 | 0.00021382 | 0.00011416 | 0.66749 | 0.01201 | 0.024 | 0.0001 | 0 | 0.40529 | 0.66749
5248 | 1 | 8.8232e-05 | 0 | 0.0040838 | 0.00022322 | 0.00011416 | 0.022208 | 0.020016 | 0.0261 | 0.0001 | 0 | 0.24989 | 0.022208
5249 | 1 | 9.4559e-05 | 0 | 0.0032737 | 0.00022322 | 0.00011416 | 0.0080229 | 0.042434 | 0.029 | 0.0001 | 0 | 0.07269 | 0.0080229
5250 | 1 | 0.00010031 | 0 | 0.0017828 | 0.00016448 | 0.00011416 | 0.00065743 | 0.073659 | 0.0344 | 0.0001 | 0 | 0.0017319 | 0.00065743
5251 | 1 | 0.000106 | 0 | 0 | 0.00011748 | 0.00011416 | 0 | 0.10008 | 0.048 | 0.0001 | 0 | 0.014991 | 0
5252 | 1 | 9.4483e-05 | 0 | 0 | 8.8113e-05 | 0.00011416 | 0 | 0.20576 | 0.0711 | 0.0001 | 0 | 0.1392 | 0
5253 | 1 | 8.819e-05 | 0 | 0 | 5.8742e-05 | 0.00011416 | 0 | 0.16653 | 0.0981 | 0.0001 | 0 | 0.17824 | 0
5254 | 1 | 9.7e-05 | 0 | 0 | 3.7595e-05 | 0.00011416 | 0 | 0.15612 | 0.1193 | 0.0001 | 0 | 0.10544 | 0
5255 | 1 | 8.274e-05 | 0 | 0 | 2.3497e-05 | 0.00011416 | 0 | 0.1241 | 0.1095 | 0.0001 | 0 | 0.031253 | 0
5256 | 1 | 5.8793e-05 | 0 | 0 | 9.3987e-06 | 0.00011416 | 0 | 0.079263 | 0.0928 | 0.0001 | 0 | 0.0013373 | 0
5257 | 1 | 4.4995e-05 | 0 | 0 | 5.8742e-06 | 0.00011416 | 0 | 0.05044 | 0.077 | 0.0001 | 0.0083333 | 0.068568 | 0
5258 | 1 | 3.5533e-05 | 0 | 0 | 2.3497e-06 | 0.00011416 | 0 | 0.047238 | 0.0724 | 0.0001 | 0.033333 | 0.28635 | 0
5259 | 1 | 3.2066e-05 | 0 | 0 | 1.1748e-06 | 0.00011416 | 0 | 0.047238 | 0.0843 | 0.0001 | 0.058333 | 0.36769 | 0
5260 | 1 | 2.9467e-05 | 0 | 0 | 1.4098e-05 | 0.00011416 | 0 | 0.067254 | 0.1078 | 0.0001 | 0.041667 | 0.22739 | 0
5261 | 1 | 3.0752e-05 | 2.0069e-06 | 0 | 3.7595e-05 | 0.00011416 | 0 | 0.068054 | 0.125 | 0.0001 | 0.025 | 0.066242 | 0
5262 | 1 | 3.1188e-05 | 0 | 0 | 9.3987e-05 | 0.00011416 | 0 | 0.070456 | 0.1258 | 0.0001 | 0.0083333 | 0.0016614 | 0
5263 | 1 | 4.4895e-05 | 0 | 0 | 0.0001821 | 0.00011416 | 0.048371 | 0.054444 | 0.1152 | 0.0001 | 0.0083333 | 0.012788 | 0.048371
5264 | 1 | 6.6633e-05 | 0 | 0 | 0.0001586 | 0.00011416 | 0.075771 | 0.034428 | 0.1087 | 0.0001 | 0.0083333 | 0.12432 | 0.075771
5265 | 1 | 8.5701e-05 | 0 | 0 | 0.00014685 | 0.00011416 | 0.13056 | 0.02482 | 0.1031 | 0.0001 | 0 | 0.16196 | 0.13056
5266 | 1 | 8.9315e-05 | 0 | 0.00065769 | 0.00016448 | 0.00011416 | 0.1206 | 0.020817 | 0.0946 | 0.0001 | 0 | 0.097148 | 0.1206
5267 | 1 | 8.5569e-05 | 0 | 0.0016156 | 0.00018797 | 0.00011416 | 0.36434 | 0.020016 | 0.0833 | 0.0001 | 0 | 0.029515 | 0.36434
5268 | 1 | 7.8527e-05 | 0 | 0.0021319 | 0.00020677 | 0.00011416 | 0.74267 | 0.027222 | 0.0702 | 0.0001 | 0 | 0.0013373 | 0.74267
5269 | 1 | 7.1327e-05 | 0 | 0.0022945 | 0.00018797 | 0.00011416 | 0.6507 | 0.025621 | 0.061 | 0.0001 | 0 | 0.057093 | 0.6507
5270 | 1 | 6.4085e-05 | 0 | 0.0022899 | 0.00019032 | 0.00011416 | 0.24603 | 0.021617 | 0.0597 | 0.0001 | 0 | 0.24249 | 0.24603
5271 | 1 | 6.429e-05 | 0 | 0.0019417 | 0.00021382 | 0.00011416 | 0.072083 | 0.020016 | 0.0606 | 0.0001 | 0 | 0.31032 | 0.072083
5272 | 1 | 7.1091e-05 | 0 | 0.0014022 | 0.00022322 | 0.00011416 | 0.017617 | 0.030424 | 0.0794 | 0.0001 | 0 | 0.19297 | 0.017617
5273 | 1 | 7.8015e-05 | 0 | 0.00066693 | 0.00022322 | 0.00011416 | 0 | 0.033627 | 0.0854 | 0.0001 | 0.0083333 | 0.056361 | 0
5274 | 1 | 8.2496e-05 | 0 | 0 | 0.00016448 | 0.00011416 | 0 | 0.048839 | 0.0816 | 0.0001 | 0.0083333 | 0.0015481 | 0
5275 | 1 | 7.5968e-05 | 0 | 0 | 0.00011748 | 0.00011416 | 0 | 0.065653 | 0.0911 | 0.0001 | 0.0083333 | 0.0096143 | 0
5276 | 1 | 6.8679e-05 | 0 | 0 | 8.8113e-05 | 0.00011416 | 0 | 0.077662 | 0.1023 | 0.0001 | 0.0083333 | 0.10194 | 0
5277 | 1 | 6.8136e-05 | 0 | 0 | 5.8742e-05 | 0.00011416 | 0 | 0.06245 | 0.1044 | 0.0001 | 0.0083333 | 0.13708 | 0
5278 | 1 | 7.4401e-05 | 0 | 0 | 3.7595e-05 | 0.00011416 | 0 | 0.060849 | 0.1006 | 0.0001 | 0.0083333 | 0.084313 | 0
5279 | 1 | 6.0761e-05 | 1.0226e-05 | 0 | 2.3497e-05 | 0.00011416 | 0 | 0.051241 | 0.1004 | 0.0001 | 0.0083333 | 0.026764 | 0
5280 | 1 | 4.0883e-05 | 2.0243e-05 | 0 | 9.3987e-06 | 0.00011416 | 0 | 0.048038 | 0.0951 | 0.0001 | 0.0083333 | 0.0013373 | 0
5281 | 1 | 2.8255e-05 | 2.876e-05 | 0 | 5.8742e-06 | 0.00011416 | 0 | 0.044035 | 0.0834 | 0.0001 | 0.0083333 | 0.048895 | 0
5282 | 1 | 1.8982e-05 | 3.6002e-05 | 0 | 2.3497e-06 | 0.00011416 | 0 | 0.056045 | 0.0687 | 0.0001 | 0.0083333 | 0.21082 | 0
5283 | 1 | 1.192e-05 | 4.3227e-05 | 0 | 1.1748e-06 | 0.00011416 | 0 | 0.07446 | 0.0496 | 0.0001 | 0.0083333 | 0.26898 | 0
5284 | 1 | 8.744e-06 | 4.9753e-05 | 0 | 1.4098e-05 | 0.00011416 | 0 | 0.081665 | 0.029 | 0.0001 | 0.0083333 | 0.16807 | 0
5285 | 1 | 9.5349e-06 | 5.1725e-05 | 0 | 3.7595e-05 | 0.00011416 | 0 | 0.090472 | 0.0159 | 0.0001 | 0.016667 | 0.049205 | 0
5286 | 1 | 1.182e-05 | 2.52e-05 | 0 | 9.3987e-05 | 0.00011416 | 0 | 0.067254 | 0.0121 | 0.0001 | 0.016667 | 0.0014614 | 0
5287 | 1 | 2.6036e-05 | 0 | 0 | 0.0001821 | 0.00011416 | 0.018687 | 0.060048 | 0.0111 | 0.0001 | 0.0083333 | 0.0074916 | 0.018687
5288 | 1 | 4.3202e-05 | 0 | 0 | 0.0001586 | 0.00011416 | 0.070935 | 0.025621 | 0.0102 | 0.0001 | 0.0083333 | 0.086105 | 0.070935
5289 | 1 | 5.7235e-05 | 0 | 0 | 0.00014685 | 0.00011416 | 0.0073654 | 0.0080064 | 0.0077 | 0.0001 | 0.0083333 | 0.11912 | 0.0073654
5290 | 1 | 7.0671e-05 | 0 | 0 | 0.00016448 | 0.00011416 | 0 | 0.0072058 | 0.0024 | 0.0001 | 0.0083333 | 0.0749 | 0
5291 | 1 | 8.2686e-05 | 0 | 0 | 0.00018797 | 0.00011416 | 0 | 0.017614 | 0.0001 | 0.0001 | 0.0083333 | 0.024691 | 0
5292 | 1 | 8.2405e-05 | 0 | 0 | 0.00020677 | 0.00011416 | 0 | 0.018415 | 0 | 0.0001 | 0 | 0.0013373 | 0
5293 | 1 | 7.317e-05 | 0 | 0 | 0.00018797 | 0.00011416 | 0 | 0.022418 | 0 | 0.0001 | 0 | 0.038131 | 0
5294 | 1 | 5.6736e-05 | 0 | 0.00069002 | 0.00019032 | 0.00011416 | 0.0079226 | 0.01281 | 0 | 0.0001 | 0 | 0.16868 | 0.0079226
5295 | 1 | 5.3319e-05 | 0 | 0.0010946 | 0.00021382 | 0.00011416 | 0.63114 | 0.0088071 | 0 | 0.0001 | 0 | 0.21411 | 0.63114
5296 | 1 | 4.7019e-05 | 0 | 0.0010789 | 0.00022322 | 0.00011416 | 0.19938 | 0.0072058 | 0.0001 | 0.0001 | 0 | 0.1349 | 0.19938
5297 | 1 | 5.5038e-05 | 0 | 0.00065399 | 0.00022322 | 0.00011416 | 0.27991 | 0.0048038 | 0.0004 | 0.0001 | 0 | 0.039648 | 0.27991
5298 | 1 | 6.7457e-05 | 0 | 0 | 0.00016448 | 0.00011416 | 0.045541 | 0.0088071 | 0.0012 | 0.0001 | 0 | 0.0013373 | 0.045541
5299 | 1 | 6.8209e-05 | 0 | 0 | 0.00011748 | 0.00011416 | 0 | 0.026421 | 0.0023 | 0.0001 | 0 | 0.0049321 | 0
5300 | 1 | 6.5203e-05 | 0 | 0 | 8.8113e-05 | 0.00011416 | 0 | 0.016013 | 0.0047 | 0.0001 | 0 | 0.065567 | 0
5301 | 1 | 7.0545e-05 | 0 | 0 | 5.8742e-05 | 0.00011416 | 0 | 0.011209 | 0.0164 | 0.0001 | 0 | 0.09524 | 0
5302 | 1 | 7.4519e-05 | 0 | 0 | 3.7595e-05 | 0.00011416 | 0 | 0.019215 | 0.0368 | 0.0001 | 0 | 0.062136 | 0
5303 | 1 | 5.9137e-05 | 0 | 0 | 2.3497e-05 | 0.00011416 | 0 | 0.020817 | 0.0596 | 0.0001 | 0 | 0.021786 | 0
5304 | 1 | 4.0785e-05 | 0 | 0 | 9.3987e-06 | 0.00011416 | 0 | 0.017614 | 0.0847 | 0.0001 | 0 | 0.0013373 | 0
5305 | 1 | 3.0916e-05 | 0 | 0 | 5.8742e-06 | 0.00011416 | 0 | 0.016813 | 0.1025 | 0.0001 | 0 | 0.030472 | 0
5306 | 1 | 2.406e-05 | 8.5511e-06 | 0 | 2.3497e-06 | 0.00011416 | 0 | 0.027222 | 0.1152 | 0.0001 | 0 | 0.13818 | 0
5307 | 1 | 1.9901e-05 | 2.0348e-05 | 0 | 1.1748e-06 | 0.00011416 | 0 | 0.019215 | 0.1303 | 0.0001 | 0.0083333 | 0.17455 | 0
5308 | 1 | 2.2519e-05 | 2.9004e-05 | 0 | 1.4098e-05 | 0.00011416 | 0 | 0.025621 | 0.1272 | 0.0001 | 0.0083333 | 0.11084 | 0
5309 | 1 | 3.6217e-05 | 3.307e-05 | 0 | 3.7595e-05 | 0.00011416 | 0 | 0.040032 | 0.1111 | 0.0001 | 0.0083333 | 0.032701 | 0
5310 | 1 | 6.145e-05 | 1.4694e-05 | 0 | 9.3987e-05 | 0.00011416 | 0 | 0.054444 | 0.0844 | 0.0001 | 0.0083333 | 0.0012395 | 0
5311 | 1 | 9.3514e-05 | 0 | 0 | 0.0001821 | 0.00011416 | 0.029049 | 0.060048 | 0.0539 | 0.0001 | 0.0083333 | 0.0033087 | 0.029049
5312 | 1 | 0.00012203 | 0 | 0 | 0.0001586 | 0.00011416 | 0.059547 | 0.031225 | 0.0306 | 0.0001 | 0.0083333 | 0.051184 | 0.059547
5313 | 1 | 0.00013781 | 0 | 0 | 0.00014685 | 0.00011416 | 0.27019 | 0.0088071 | 0.0208 | 0.0001 | 0.0083333 | 0.077965 | 0.27019
5314 | 1 | 0.00014929 | 0 | 0 | 0.00016448 | 0.00011416 | 0.13349 | 0.0056045 | 0.024 | 0.0001 | 0.016667 | 0.052679 | 0.13349
5315 | 1 | 0.00015717 | 0 | 0 | 0.00018797 | 0.00011416 | 0.067281 | 0.0064051 | 0.0303 | 0.0001 | 0.016667 | 0.019547 | 0.067281
5316 | 1 | 0.00014819 | 0 | 0.00065861 | 0.00020677 | 0.00011416 | 0.87608 | 0.0040032 | 0.0349 | 0.0001 | 0.016667 | 0.0013373 | 0.87608
5317 | 1 | 0.00014075 | 0 | 0.0011722 | 0.00018797 | 0.00011416 | 0.56237 | 0.0040032 | 0.0371 | 0.0001 | 0.016667 | 0.022727 | 0.56237
5318 | 1 | 0.00013483 | 0 | 0.0013579 | 0.00019032 | 0.00011416 | 0.34874 | 0.0040032 | 0.0418 | 0.0001 | 0.016667 | 0.10674 | 0.34874
5319 | 1 | 0.00013184 | 0 | 0.0012332 | 0.00021382 | 0.00011416 | 0.77541 | 0.0040032 | 0.0501 | 0.0001 | 0.016667 | 0.1339 | 0.77541
5320 | 1 | 0.00013005 | 0 | 0.00095051 | 0.00022322 | 0.00011416 | 0.49673 | 0.0072058 | 0.0619 | 0.0001 | 0.0083333 | 0.085976 | 0.49673
5321 | 1 | 0.00013227 | 0 | 0.00052467 | 0.00022322 | 0.00011416 | 0.26927 | 0.014412 | 0.0808 | 0.0001 | 0.0083333 | 0.025498 | 0.26927
5322 | 1 | 0.00012999 | 0 | 0 | 0.00016448 | 0.00011416 | 0.03052 | 0.022418 | 0.0947 | 0.0001 | 0.0083333 | 0.0011286 | 0.03052
5323 | 1 | 0.00011445 | 0 | 0 | 0.00011748 | 0.00011416 | 0 | 0.021617 | 0.0986 | 0.0001 | 0 | 0.0018864 | 0
5324 | 1 | 0.00010234 | 0 | 0 | 8.8113e-05 | 0.00011416 | 0 | 0.018415 | 0.1093 | 0.0001 | 0 | 0.036909 | 0
5325 | 1 | 0.00010114 | 0 | 0 | 5.8742e-05 | 0.00011416 | 0 | 0.020817 | 0.1309 | 0.0001 | 0 | 0.060161 | 0
5326 | 1 | 0.00010461 | 0 | 0 | 3.7595e-05 | 0.00011416 | 0 | 0.016813 | 0.1549 | 0.0001 | 0 | 0.042662 | 0
5327 | 1 | 8.6506e-05 | 0 | 0 | 2.3497e-05 | 0.00011416 | 0 | 0.01201 | 0.1588 | 0.0001 | 0 | 0.01707 | 0
5328 | 1 | 6.571e-05 | 0 | 0 | 9.3987e-06 | 0.00011416 | 0 | 0.041633 | 0.1465 | 0.0001 | 0 | 0.0013373 | 0
5329 | 1 | 5.2674e-05 | 7.5564e-06 | 0 | 5.8742e-06 | 0.00011416 | 0 | 0.064852 | 0.1209 | 0.0001 | 0 | 0.016421 | 0
5330 | 1 | 4.2587e-05 | 1.5758e-05 | 0 | 2.3497e-06 | 0.00011416 | 0 | 0.057646 | 0.1008 | 0.0001 | 0 | 0.080465 | 0
5331 | 1 | 3.9629e-05 | 2.1587e-05 | 0 | 1.1748e-06 | 0.00011416 | 0 | 0.035228 | 0.0886 | 0.0001 | 0 | 0.10011 | 0
5332 | 1 | 4.1699e-05 | 2.5601e-05 | 0 | 1.4098e-05 | 0.00011416 | 0 | 0.028823 | 0.0788 | 0.0001 | 0 | 0.065138 | 0
5333 | 1 | 5.2183e-05 | 2.698e-05 | 0 | 3.7595e-05 | 0.00011416 | 0 | 0.021617 | 0.0649 | 0.0001 | 0 | 0.019439 | 0
5334 | 1 | 7.6873e-05 | 0 | 0 | 9.3987e-05 | 0.00011416 | 0 | 0.017614 | 0.0508 | 0.0001 | 0 | 0.0010245 | 0
5335 | 1 | 0.00010331 | 0 | 0 | 0.0001821 | 0.00011416 | 0.089589 | 0.015212 | 0.0379 | 0.0001 | 0.016667 | 0.00094438 | 0.089589
5336 | 1 | 0.00013097 | 0 | 0 | 0.0001586 | 0.00011416 | 0.15272 | 0.0072058 | 0.0225 | 0.0001 | 0.016667 | 0.02557 | 0.15272
5337 | 1 | 0.00014742 | 0 | 0 | 0.00014685 | 0.00011416 | 0.43925 | 0.0016013 | 0.014 | 0.0001 | 0.025 | 0.045297 | 0.43925
5338 | 1 | 0.00014817 | 0 | 0.00066323 | 0.00016448 | 0.00011416 | 0.60619 | 0.0016013 | 0.0177 | 0.0001 | 0.025 | 0.034002 | 0.60619
5339 | 1 | 0.00014555 | 0 | 0.0018733 | 0.00018797 | 0.00011416 | 0.74588 | 0.0016013 | 0.0251 | 0.0001 | 0.016667 | 0.014811 | 0.74588
5340 | 1 | 0.00013505 | 0 | 0.0026095 | 0.00020677 | 0.00011416 | 0.62182 | 0.0064051 | 0.0294 | 0.0001 | 0.0083333 | 0.0013373 | 0.62182
5341 | 1 | 0.00013069 | 0 | 0.0029088 | 0.00018797 | 0.00011416 | 0.25921 | 0.010408 | 0.0403 | 0.0001 | 0.0083333 | 0.011404 | 0.25921
5342 | 1 | 0.00012555 | 0 | 0.0028876 | 0.00019032 | 0.00011416 | 0.12515 | 0.022418 | 0.0558 | 0.0001 | 0.0083333 | 0.058901 | 0.12515
5343 | 1 | 0.00012453 | 0 | 0.0026501 | 0.00021382 | 0.00011416 | 0.11272 | 0.044035 | 0.0727 | 0.0001 | 0.0083333 | 0.072546 | 0.11272
5344 | 1 | 0.0001266 | 0 | 0.0022382 | 0.00022322 | 0.00011416 | 0.25972 | 0.07526 | 0.0945 | 0.0001 | 0.0083333 | 0.047973 | 0.25972
5345 | 1 | 0.0001308 | 0 | 0.0015158 | 0.00022322 | 0.00011416 | 0.10463 | 0.092074 | 0.0959 | 0.0001 | 0.0083333 | 0.014425 | 0.10463
5346 | 1 | 0.00013421 | 0 | 0.00036302 | 0.00016448 | 0.00011416 | 0.066701 | 0.11369 | 0.0849 | 0.0001 | 0 | 0.00092699 | 0.066701
5347 | 1 | 0.00012364 | 0 | 0 | 0.00011748 | 0.00011416 | 0 | 0.1217 | 0.0976 | 0.0001 | 0 | 0.00038361 | 0
5348 | 1 | 0.00011017 | 0 | 0 | 8.8113e-05 | 0.00011416 | 0 | 0.1233 | 0.1286 | 0.0001 | 0 | 0.01683 | 0
5349 | 1 | 0.00011287 | 0 | 0 | 5.8742e-05 | 0.00011416 | 0 | 0.1193 | 0.1432 | 0.0001 | 0 | 0.033108 | 0
5350 | 1 | 0.00011543 | 0 | 0 | 3.7595e-05 | 0.00011416 | 0 | 0.13771 | 0.1871 | 0.0001 | 0 | 0.026602 | 0
5351 | 1 | 9.5361e-05 | 0 | 0 | 2.3497e-05 | 0.00011416 | 0 | 0.13771 | 0.2259 | 0.0001 | 0 | 0.01276 | 0
5352 | 1 | 7.3052e-05 | 0 | 0 | 9.3987e-06 | 0.00011416 | 0 | 0.1265 | 0.2515 | 0.0001 | 0 | 0.0013373 | 0
5353 | 1 | 6.064e-05 | 0 | 0 | 5.8742e-06 | 0.00011416 | 0 | 0.11529 | 0.2646 | 0.0001 | 0 | 0.0081022 | 0
5354 | 1 | 5.0536e-05 | 0 | 0 | 2.3497e-06 | 0.00011416 | 0 | 0.11529 | 0.2799 | 0.0001 | 0 | 0.044193 | 0
5355 | 1 | 4.801e-05 | 0 | 0 | 1.1748e-06 | 0.00011416 | 0 | 0.11449 | 0.3157 | 0.0001 | 0 | 0.053873 | 0
5356 | 1 | 4.8399e-05 | 0 | 0 | 1.4098e-05 | 0.00011416 | 0 | 0.092074 | 0.3237 | 0.0001 | 0 | 0.036217 | 0
5357 | 1 | 5.8938e-05 | 0 | 0 | 3.7595e-05 | 0.00011416 | 0 | 0.095276 | 0.3261 | 0.0001 | 0 | 0.010974 | 0
5358 | 1 | 8.2432e-05 | 0 | 0 | 9.3987e-05 | 0.00011416 | 0 | 0.092874 | 0.3291 | 0.0001 | 0.0083333 | 0.00085063 | 0
5359 | 1 | 0.00010955 | 0 | 0 | 0.0001821 | 0.00011416 | 0 | 0.095276 | 0.3603 | 0.0001 | 0.0083333 | 0.00013621 | 0
5360 | 1 | 0.00013637 | 0 | 0 | 0.0001586 | 0.00011416 | 0.013193 | 0.065653 | 0.3995 | 0.0001 | 0.0083333 | 0.011287 | 0.013193
5361 | 1 | 0.00014193 | 0 | 0.00075468 | 0.00014685 | 0.00011416 | 0.26334 | 0.040833 | 0.4296 | 0.0001 | 0.0083333 | 0.024803 | 0.26334
5362 | 1 | 0.00013862 | 0 | 0.0020322 | 0.00016448 | 0.00011416 | 0.51003 | 0.044836 | 0.4366 | 0.0001 | 0 | 0.021325 | 0.51003
5363 | 1 | 0.0001392 | 0 | 0.0028894 | 0.00018797 | 0.00011416 | 0.40032 | 0.071257 | 0.4175 | 0.0001 | 0 | 0.011204 | 0.40032
5364 | 1 | 0.00013087 | 0 | 0.0034612 | 0.00020677 | 0.00011416 | 0.50111 | 0.10088 | 0.401 | 0.0001 | 0 | 0.0013373 | 0.50111
5365 | 1 | 0.00012529 | 0 | 0.0037919 | 0.00018797 | 0.00011416 | 0.58587 | 0.10488 | 0.3938 | 0.0001 | 0 | 0.0055087 | 0.58587
5366 | 1 | 0.0001166 | 0 | 0.0039304 | 0.00019032 | 0.00011416 | 0.59754 | 0.086469 | 0.4051 | 0.0001 | 0 | 0.032163 | 0.59754
5367 | 1 | 0.00011511 | 0 | 0.0039147 | 0.00021382 | 0.00011416 | 0.60468 | 0.092874 | 0.4256 | 0.0001 | 0 | 0.038714 | 0.60468
5368 | 1 | 0.00011299 | 0 | 0.003681 | 0.00022322 | 0.00011416 | 0.47655 | 0.10488 | 0.4391 | 0.0001 | 0 | 0.026558 | 0.47655
5369 | 1 | 0.00011586 | 0 | 0.0031647 | 0.00022322 | 0.00011416 | 0.17852 | 0.1265 | 0.4391 | 0.0001 | 0 | 0.0081223 | 0.17852
5370 | 1 | 0.00011657 | 0 | 0.0020719 | 0.00016448 | 0.00011416 | 0.044259 | 0.15052 | 0.436 | 0.0001 | 0 | 0.00077858 | 0.044259
5371 | 1 | 0.00011826 | 0 | 0.0005376 | 0.00011748 | 0.00011416 | 0 | 0.16173 | 0.4365 | 0.0001 | 0 | 2.7661e-05 | 0
5372 | 1 | 0.0001106 | 0 | 0 | 8.8113e-05 | 0.00011416 | 0 | 0.17534 | 0.4276 | 0.0001 | 0 | 0.0071183 | 0
5373 | 1 | 0.00011393 | 0 | 0 | 5.8742e-05 | 0.00011416 | 0 | 0.19616 | 0.3819 | 0.0001 | 0 | 0.018018 | 0
5374 | 1 | 0.00011566 | 0 | 0 | 3.7595e-05 | 0.00011416 | 0 | 0.21457 | 0.3608 | 0.0001 | 0 | 0.016797 | 0
5375 | 1 | 9.7552e-05 | 0 | 0 | 2.3497e-05 | 0.00011416 | 0 | 0.23459 | 0.3803 | 0.0001 | 0 | 0.0097796 | 0
5376 | 1 | 7.6484e-05 | 0 | 0 | 9.3987e-06 | 0.00011416 | 0 | 0.245 | 0.4027 | 0.0001 | 0.0083333 | 0.0013373 | 0
5377 | 1 | 6.4361e-05 | 0 | 0 | 5.8742e-06 | 0.00011416 | 0 | 0.22338 | 0.4143 | 0.0001 | 0.0083333 | 0.0038861 | 0
5378 | 1 | 5.7136e-05 | 0 | 0 | 2.3497e-06 | 0.00011416 | 0 | 0.21697 | 0.4478 | 0.0001 | 0.0083333 | 0.024287 | 0
5379 | 1 | 5.2229e-05 | 0 | 0 | 1.1748e-06 | 0.00011416 | 0 | 0.22258 | 0.4813 | 0.0001 | 0.0083333 | 0.028873 | 0
5380 | 1 | 5.4193e-05 | 0 | 0 | 1.4098e-05 | 0.00011416 | 0 | 0.21617 | 0.4655 | 0.0001 | 0.0083333 | 0.020202 | 0
5381 | 1 | 6.657e-05 | 0 | 0 | 3.7595e-05 | 0.00011416 | 0 | 0.20496 | 0.4083 | 0.0001 | 0.0083333 | 0.0062342 | 0
5382 | 1 | 8.4958e-05 | 0 | 0 | 9.3987e-05 | 0.00011416 | 0 | 0.19936 | 0.3729 | 0.0001 | 0 | 0.00072397 | 0
5383 | 1 | 0.0001064 | 0 | 0 | 0.0001821 | 0.00011416 | 0.0060171 | 0.19135 | 0.3818 | 0.0001 | 0 | 2.3399e-06 | 0.0060171
5384 | 1 | 0.00013448 | 0 | 0 | 0.0001586 | 0.00011416 | 0.037674 | 0.16173 | 0.3915 | 0.0001 | 0 | 0.0046411 | 0.037674
5385 | 1 | 0.00014252 | 0 | 0.00083689 | 0.00014685 | 0.00011416 | 0.19712 | 0.10889 | 0.368 | 0.0001 | 0 | 0.013581 | 0.19712
5386 | 1 | 0.00013258 | 0 | 0.002822 | 0.00016448 | 0.00011416 | 0.53114 | 0.095276 | 0.3526 | 0.0001 | 0 | 0.013675 | 0.53114
5387 | 1 | 0.00012261 | 0 | 0.004457 | 0.00018797 | 0.00011416 | 0.7578 | 0.091273 | 0.3564 | 0.0001 | 0 | 0.0087312 | 0.7578
5388 | 1 | 0.00010579 | 0 | 0.0056661 | 0.00020677 | 0.00011416 | 0.88946 | 0.10168 | 0.3537 | 0.0001 | 0 | 0.0013373 | 0.88946
5389 | 1 | 0.00010044 | 0 | 0.0063727 | 0.00018797 | 0.00011416 | 0.92338 | 0.1249 | 0.3284 | 0.0001 | 0 | 0.0032106 | 0.92338
5390 | 1 | 9.8842e-05 | 0 | 0.0066508 | 0.00019032 | 0.00011416 | 0.86446 | 0.1241 | 0.3044 | 0.0001 | 0 | 0.020884 | 0.86446
5391 | 1 | 9.7181e-05 | 0 | 0.0065325 | 0.00021382 | 0.00011416 | 0.51823 | 0.13691 | 0.3303 | 0.0001 | 0 | 0.024649 | 0.51823
5392 | 1 | 0.000101 | 0 | 0.0058185 | 0.00022322 | 0.00011416 | 0.32133 | 0.18175 | 0.3995 | 0.0001 | 0 | 0.017445 | 0.32133
5393 | 1 | 0.00010927 | 0 | 0.0045881 | 0.00022322 | 0.00011416 | 0 | 0.22018 | 0.4534 | 0.0001 | 0 | 0.0054113 | 0
5394 | 1 | 0.00012053 | 0 | 0.0030538 | 0.00016448 | 0.00011416 | 0 | 0.35308 | 0.458 | 0.0001 | 0.0083333 | 0.00069764 | 0
5395 | 1 | 0.0001166 | 0 | 0.0017301 | 0.00011748 | 0.00011416 | 0 | 0.22338 | 0.4307 | 0.0001 | 0.0083333 | 1.1008e-07 | 0
5396 | 1 | 0.00010757 | 0 | 0.00091541 | 8.8113e-05 | 0.00011416 | 0 | 0.098479 | 0.4416 | 0.0001 | 0.0083333 | 0.003654 | 0
5397 | 1 | 0.00010539 | 0 | 0.00034455 | 5.8742e-05 | 0.00011416 | 0 | 0.092874 | 0.3964 | 0.0001 | 0.0083333 | 0.011665 | 0
5398 | 1 | 0.00011002 | 0 | 0 | 3.7595e-05 | 0.00011416 | 0 | 0.11369 | 0.3437 | 0.0001 | 0.0083333 | 0.012271 | 0
5399 | 1 | 9.5587e-05 | 0 | 0 | 2.3497e-05 | 0.00011416 | 0 | 0.13451 | 0.3108 | 0.0001 | 0.0083333 | 0.0082363 | 0
5400 | 1 | 7.422e-05 | 0 | 0 | 9.3987e-06 | 0.00011416 | 0 | 0.20016 | 0.2948 | 0.0001 | 0.0083333 | 0.0013373 | 0
5401 | 1 | 5.8096e-05 | 0 | 0 | 5.8742e-06 | 0.00011416 | 0 | 0.20016 | 0.2709 | 0.0001 | 0.0083333 | 0.0035376 | 0
5402 | 1 | 4.5076e-05 | 0 | 0 | 2.3497e-06 | 0.00011416 | 0 | 0.14812 | 0.2407 | 0.0001 | 0.0083333 | 0.022542 | 0
5403 | 1 | 4.8526e-05 | 0 | 0 | 1.1748e-06 | 0.00011416 | 0 | 0.14972 | 0.1983 | 0.0001 | 0.0083333 | 0.026705 | 0
5404 | 1 | 5.4311e-05 | 0 | 0 | 1.4098e-05 | 0.00011416 | 0 | 0.16653 | 0.1528 | 0.0001 | 0.0083333 | 0.01879 | 0
5405 | 1 | 6.2867e-05 | 0 | 0 | 3.7595e-05 | 0.00011416 | 0 | 0.13211 | 0.1512 | 0.0001 | 0.0083333 | 0.0058131 | 0
5406 | 1 | 7.9834e-05 | 0 | 0 | 9.3987e-05 | 0.00011416 | 0 | 0.1249 | 0.1737 | 0.0001 | 0.016667 | 0.00071072 | 0
5407 | 1 | 0.00010155 | 0 | 0 | 0.0001821 | 0.00011416 | 0.015979 | 0.099279 | 0.1461 | 0.0001 | 0.025 | 7.3737e-07 | 0.015979
5408 | 1 | 0.00013121 | 0 | 0 | 0.0001586 | 0.00011416 | 0.08824 | 0.090472 | 0.1406 | 0.0001 | 0.025 | 0.0041279 | 0.08824
5409 | 1 | 0.00014698 | 0 | 0 | 0.00014685 | 0.00011416 | 0.18694 | 0.090472 | 0.1441 | 0.0001 | 0.025 | 0.012599 | 0.18694
5410 | 1 | 0.0001428 | 0 | 0.00080364 | 0.00016448 | 0.00011416 | 0.1468 | 0.082466 | 0.1922 | 0.0001 | 0.016667 | 0.01296 | 0.1468
5411 | 1 | 0.00014947 | 0 | 0.0010623 | 0.00018797 | 0.00011416 | 0 | 0.053643 | 0.211 | 0.0001 | 0.016667 | 0.0084813 | 0
5412 | 1 | 0.00015002 | 0 | 0.00068725 | 0.00020677 | 0.00011416 | 0 | 0.048839 | 0.1872 | 0.0001 | 0.016667 | 0.0013373 | 0
5413 | 1 | 0.0001433 | 0 | 0.00064937 | 0.00018797 | 0.00011416 | 0.18818 | 0.052042 | 0.1389 | 0.0001 | 0.016667 | 0.0055087 | 0.18818
5414 | 1 | 0.0001347 | 0 | 0.0010152 | 0.00019032 | 0.00011416 | 0.58369 | 0.076061 | 0.0806 | 0.0001 | 0.016667 | 0.032163 | 0.58369
5415 | 1 | 0.00012866 | 0 | 0.0011796 | 0.00021382 | 0.00011416 | 0 | 0.089672 | 0.0538 | 0.0001 | 0.016667 | 0.038714 | 0
5416 | 1 | 0.00012147 | 0 | 0.0012821 | 0.00022322 | 0.00011416 | 0.32663 | 0.082466 | 0.0551 | 0.0001 | 0.016667 | 0.026558 | 0.32663
5417 | 1 | 0.00012352 | 0 | 0.0011602 | 0.00022322 | 0.00011416 | 0.13683 | 0.11129 | 0.0542 | 0.0001 | 0.0083333 | 0.0081223 | 0.13683
5418 | 1 | 0.00012037 | 0 | 0.00051544 | 0.00016448 | 0.00011416 | 0.073231 | 0.096878 | 0.0452 | 0.0001 | 0.0083333 | 0.00077858 | 0.073231
5419 | 1 | 0.00011283 | 0 | 0 | 0.00011748 | 0.00011416 | 0 | 0.058447 | 0.0362 | 0.0001 | 0.0083333 | 2.7661e-05 | 0
5420 | 1 | 9.8457e-05 | 0 | 0 | 8.8113e-05 | 0.00011416 | 0 | 0.051241 | 0.0254 | 0.0001 | 0.0083333 | 0.0071183 | 0
5421 | 1 | 9.9942e-05 | 0 | 0 | 5.8742e-05 | 0.00011416 | 0 | 0.060849 | 0.0187 | 0.0001 | 0 | 0.018018 | 0
5422 | 1 | 0.00010252 | 0 | 0 | 3.7595e-05 | 0.00011416 | 0 | 0.068054 | 0.0213 | 0.0001 | 0 | 0.016797 | 0
5423 | 1 | 8.7122e-05 | 0 | 0 | 2.3497e-05 | 0.00011416 | 0 | 0.058447 | 0.0278 | 0.0001 | 0 | 0.0097796 | 0
5424 | 1 | 6.5049e-05 | 0 | 0 | 9.3987e-06 | 0.00011416 | 0 | 0.10729 | 0.0305 | 0.0001 | 0 | 0.0013373 | 0
5425 | 1 | 5.1224e-05 | 0 | 0 | 5.8742e-06 | 0.00011416 | 0 | 0.1281 | 0.0321 | 0.0001 | 0.0083333 | 0.0081022 | 0
5426 | 1 | 4.0089e-05 | 2.7398e-06 | 0 | 2.3497e-06 | 0.00011416 | 0 | 0.11849 | 0.0418 | 0.0001 | 0.0083333 | 0.044193 | 0
5427 | 1 | 3.3019e-05 | 1.0785e-05 | 0 | 1.1748e-06 | 0.00011416 | 0 | 0.11049 | 0.0626 | 0.0001 | 0.0083333 | 0.053873 | 0
5428 | 1 | 2.7652e-05 | 1.7172e-05 | 0 | 1.4098e-05 | 0.00011416 | 0 | 0.10969 | 0.0831 | 0.0001 | 0.016667 | 0.036217 | 0
5429 | 1 | 2.679e-05 | 1.691e-05 | 0 | 3.7595e-05 | 0.00011416 | 0 | 0.057646 | 0.1018 | 0.0001 | 0.016667 | 0.010974 | 0
5430 | 1 | 2.6932e-05 | 0 | 0 | 9.3987e-05 | 0.00011416 | 0 | 0.033627 | 0.1268 | 0.0001 | 0.0083333 | 0.00085063 | 0
5431 | 1 | 3.8521e-05 | 0 | 0 | 0.0001821 | 0.00011416 | 0 | 0.025621 | 0.1435 | 0.0001 | 0.0083333 | 0.00013621 | 0
5432 | 1 | 5.6176e-05 | 0 | 0 | 0.0001586 | 0.00011416 | 0 | 0.026421 | 0.1564 | 0.0001 | 0.0083333 | 0.011287 | 0
5433 | 1 | 7.1613e-05 | 0 | 0 | 0.00014685 | 0.00011416 | 0 | 0.038431 | 0.1872 | 0.0001 | 0.0083333 | 0.024803 | 0
5434 | 1 | 8.398e-05 | 0 | 0 | 0.00016448 | 0.00011416 | 0 | 0.060849 | 0.2216 | 0.0001 | 0.0083333 | 0.021325 | 0
5435 | 1 | 9.3043e-05 | 0 | 0 | 0.00018797 | 0.00011416 | 0 | 0.078463 | 0.2378 | 0.0001 | 0.0083333 | 0.011204 | 0
5436 | 1 | 9.5397e-05 | 0 | 0 | 0.00020677 | 0.00011416 | 0 | 0.13131 | 0.2377 | 0.0001 | 0.0083333 | 0.0013373 | 0
5437 | 1 | 8.8408e-05 | 0 | 0 | 0.00018797 | 0.00011416 | 0 | 0.18975 | 0.2238 | 0.0001 | 0.0083333 | 0.01376 | 0
5438 | 1 | 7.9236e-05 | 0 | 0 | 0.00019032 | 0.00011416 | 0 | 0.20416 | 0.2015 | 0.0001 | 0.041667 | 0.069123 | 0
5439 | 1 | 7.4583e-05 | 0 | 0 | 0.00021382 | 0.00011416 | 0.0013037 | 0.21938 | 0.181 | 0.0001 | 0.05 | 0.08559 | 0.0013037
5440 | 1 | 7.3406e-05 | 0 | 0 | 0.00022322 | 0.00011416 | 0 | 0.22738 | 0.163 | 0.0001 | 0.05 | 0.056119 | 0
5441 | 1 | 7.4999e-05 | 0 | 0 | 0.00022322 | 0.00011416 | 0.002106 | 0.20817 | 0.135 | 0.0001 | 0.05 | 0.016808 | 0.002106
5442 | 1 | 7.7163e-05 | 0 | 0 | 0.00016448 | 0.00011416 | 0.027957 | 0.16894 | 0.1035 | 0.0001 | 0.05 | 0.00097493 | 0.027957
5443 | 1 | 7.301e-05 | 4.4501e-06 | 0 | 0.00011748 | 0.00011416 | 0 | 0.13611 | 0.0833 | 0.0001 | 0.05 | 0.00062252 | 0
5444 | 1 | 6.4472e-05 | 2.0767e-05 | 0 | 8.8113e-05 | 0.00011416 | 0 | 0.10328 | 0.0679 | 0.0001 | 0.05 | 0.020896 | 0
5445 | 1 | 6.7092e-05 | 2.9685e-05 | 0 | 5.8742e-05 | 0.00011416 | 0 | 0.077662 | 0.0543 | 0.0001 | 0.033333 | 0.038885 | 0
5446 | 1 | 6.4142e-05 | 3.745e-05 | 0 | 3.7595e-05 | 0.00011416 | 0 | 0.060849 | 0.0423 | 0.0001 | 0.025 | 0.030151 | 0
5447 | 1 | 5.1861e-05 | 4.2302e-05 | 0 | 2.3497e-05 | 0.00011416 | 0 | 0.05044 | 0.0306 | 0.0001 | 0.05 | 0.01376 | 0
5448 | 1 | 3.507e-05 | 4.6054e-05 | 0 | 9.3987e-06 | 0.00011416 | 0 | 0.043235 | 0.0254 | 0.0001 | 0.05 | 0.0013373 | 0
5449 | 1 | 2.3219e-05 | 4.9911e-05 | 0 | 5.8742e-06 | 0.00011416 | 0 | 0.042434 | 0.0276 | 0.0001 | 0.05 | 0.020473 | 0
5450 | 1 | 1.3277e-05 | 5.3977e-05 | 0 | 2.3497e-06 | 0.00011416 | 0 | 0.039231 | 0.0294 | 0.0001 | 0.016667 | 0.097428 | 0
5451 | 1 | 1.0566e-05 | 5.71e-05 | 0 | 1.1748e-06 | 0.00011416 | 0 | 0.042434 | 0.031 | 0.0001 | 0 | 0.12191 | 0
5452 | 1 | 7.3757e-06 | 6.0224e-05 | 0 | 1.4098e-05 | 0.00011416 | 0 | 0.044035 | 0.0339 | 0.0001 | 0 | 0.0786 | 0
5453 | 1 | 1.0729e-05 | 6.3156e-05 | 0 | 3.7595e-05 | 0.00011416 | 0 | 0.047238 | 0.0349 | 0.0001 | 0 | 0.023356 | 0
5454 | 1 | 1.2307e-05 | 4.3314e-05 | 0 | 9.3987e-05 | 0.00011416 | 0 | 0.053643 | 0.0357 | 0.0001 | 0 | 0.0010931 | 0
5455 | 1 | 2.1352e-05 | 2.1221e-05 | 0 | 0.0001821 | 0.00011416 | 0.032013 | 0.055244 | 0.0351 | 0.0001 | 0 | 0.0015239 | 0.032013
5456 | 1 | 4.3386e-05 | 8.7256e-07 | 0 | 0.0001586 | 0.00011416 | 0.25099 | 0.052842 | 0.0329 | 0.0001 | 0 | 0.032819 | 0.25099
5457 | 1 | 6.0567e-05 | 0 | 0 | 0.00014685 | 0.00011416 | 0.28649 | 0.043235 | 0.0331 | 0.0001 | 0.0083333 | 0.054893 | 0.28649
5458 | 1 | 7.3152e-05 | 0 | 0 | 0.00016448 | 0.00011416 | 0.59326 | 0.058447 | 0.0381 | 0.0001 | 0.033333 | 0.039629 | 0.59326
5459 | 1 | 8.1201e-05 | 0 | 0 | 0.00018797 | 0.00011416 | 0.67694 | 0.071257 | 0.0503 | 0.0001 | 0.033333 | 0.016293 | 0.67694
5460 | 1 | 8.0015e-05 | 0 | 0 | 0.00020677 | 0.00011416 | 0.55829 | 0.076061 | 0.0625 | 0.0001 | 0.033333 | 0.0013373 | 0.55829
5461 | 1 | 7.3007e-05 | 0 | 0 | 0.00018797 | 0.00011416 | 0.21469 | 0.088871 | 0.08 | 0.0001 | 0.033333 | 0.030472 | 0.21469
5462 | 1 | 6.5492e-05 | 0 | 0 | 0.00019032 | 0.00011416 | 0.054388 | 0.099279 | 0.0941 | 0.0001 | 0.033333 | 0.13818 | 0.054388
5463 | 1 | 5.9236e-05 | 0 | 0 | 0.00021382 | 0.00011416 | 0.0078669 | 0.10568 | 0.1067 | 0.0001 | 0.033333 | 0.17455 | 0.0078669
5464 | 1 | 5.6185e-05 | 0 | 0 | 0.00022322 | 0.00011416 | 0.015901 | 0.10568 | 0.1111 | 0.0001 | 0.041667 | 0.11084 | 0.015901
5465 | 1 | 5.8521e-05 | 0 | 0 | 0.00022322 | 0.00011416 | 0.16185 | 0.10729 | 0.1048 | 0.0001 | 0.05 | 0.032701 | 0.16185
5466 | 1 | 6.4877e-05 | 0 | 0 | 0.00016448 | 0.00011416 | 0.015778 | 0.10969 | 0.0996 | 0.0001 | 0.016667 | 0.0012395 | 0.015778
5467 | 1 | 6.3162e-05 | 1.4066e-05 | 0 | 0.00011748 | 0.00011416 | 0 | 0.10248 | 0.1042 | 0.0001 | 0.0083333 | 0.0033087 | 0
5468 | 1 | 5.7216e-05 | 3.6072e-05 | 0 | 8.8113e-05 | 0.00011416 | 0 | 0.10328 | 0.1139 | 0.0001 | 0.0083333 | 0.051184 | 0
5469 | 1 | 6.5294e-05 | 4.7275e-05 | 0 | 5.8742e-05 | 0.00011416 | 0 | 0.1241 | 0.1151 | 0.0001 | 0.0083333 | 0.077965 | 0
5470 | 1 | 6.3212e-05 | 5.6978e-05 | 0 | 3.7595e-05 | 0.00011416 | 0 | 0.11369 | 0.1142 | 0.0001 | 0.0083333 | 0.052679 | 0
5471 | 1 | 4.9865e-05 | 6.4151e-05 | 0 | 2.3497e-05 | 0.00011416 | 0 | 0.093675 | 0.1173 | 0.0001 | 0.0083333 | 0.019547 | 0
5472 | 1 | 3.1021e-05 | 7.0433e-05 | 0 | 9.3987e-06 | 0.00011416 | 0 | 0.069656 | 0.1223 | 0.0001 | 0.0083333 | 0.0013373 | 0
5473 | 1 | 2.2588e-05 | 7.7344e-05 | 0 | 5.8742e-06 | 0.00011416 | 0 | 0.072058 | 0.1311 | 0.0001 | 0.0083333 | 0.04329 | 0
5474 | 1 | 1.4716e-05 | 8.2126e-05 | 0 | 2.3497e-06 | 0.00011416 | 0 | 0.067254 | 0.1377 | 0.0001 | 0.0083333 | 0.18897 | 0
5475 | 1 | 1.1953e-05 | 8.3033e-05 | 0 | 1.1748e-06 | 0.00011416 | 0 | 0.080865 | 0.1366 | 0.0001 | 0.0083333 | 0.2405 | 0
5476 | 1 | 1.8225e-05 | 8.0572e-05 | 0 | 1.4098e-05 | 0.00011416 | 0 | 0.099279 | 0.1346 | 0.0001 | 0.0083333 | 0.15088 | 0
5477 | 1 | 2.8902e-05 | 7.6977e-05 | 0 | 3.7595e-05 | 0.00011416 | 0 | 0.089672 | 0.1384 | 0.0001 | 0.0083333 | 0.044255 | 0
5478 | 1 | 5.5679e-05 | 5.7258e-05 | 0 | 9.3987e-05 | 0.00011416 | 0 | 0.079263 | 0.1485 | 0.0001 | 0.0083333 | 0.0013984 | 0
5479 | 1 | 8.5001e-05 | 3.9527e-05 | 0 | 0.0001821 | 0.00011416 | 0.017416 | 0.086469 | 0.16 | 0.0001 | 0.0083333 | 0.006123 | 0.017416
5480 | 1 | 0.00011428 | 2.5531e-05 | 0 | 0.0001586 | 0.00011416 | 0.0011477 | 0.084067 | 0.1754 | 0.0001 | 0.0083333 | 0.07537 | 0.0011477
5481 | 1 | 0.00013017 | 1.534e-05 | 0 | 0.00014685 | 0.00011416 | 0.0064406 | 0.060048 | 0.1943 | 0.0001 | 0.016667 | 0.10674 | 0.0064406
5482 | 1 | 0.0001398 | 7.2946e-06 | 0 | 0.00016448 | 0.00011416 | 0 | 0.046437 | 0.209 | 0.0001 | 0.016667 | 0.068319 | 0
5483 | 1 | 0.00015301 | 0 | 0 | 0.00018797 | 0.00011416 | 0 | 0.05044 | 0.2142 | 0.0001 | 0.025 | 0.023208 | 0
5484 | 1 | 0.00015063 | 0 | 0 | 0.00020677 | 0.00011416 | 0 | 0.056045 | 0.2204 | 0.0001 | 0.025 | 0.0013373 | 0
5485 | 1 | 0.00014755 | 0 | 0 | 0.00018797 | 0.00011416 | 0 | 0.065653 | 0.2295 | 0.0001 | 0.025 | 0.059277 | 0
5486 | 1 | 0.00013996 | 0 | 0 | 0.00019032 | 0.00011416 | 0 | 0.069656 | 0.2302 | 0.0001 | 0.025 | 0.25088 | 0
5487 | 1 | 0.00013676 | 0 | 0 | 0.00021382 | 0.00011416 | 0 | 0.076861 | 0.2225 | 0.0001 | 0.025 | 0.32128 | 0
5488 | 1 | 0.00013324 | 1.2914e-06 | 0 | 0.00022322 | 0.00011416 | 0 | 0.076861 | 0.218 | 0.0001 | 0.0083333 | 0.19955 | 0
5489 | 1 | 0.00013259 | 1.253e-05 | 0 | 0.00022322 | 0.00011416 | 0 | 0.080064 | 0.2177 | 0.0001 | 0.0083333 | 0.058253 | 0
5490 | 1 | 0.00013031 | 2.4292e-05 | 0 | 0.00016448 | 0.00011416 | 0 | 0.070456 | 0.2239 | 0.0001 | 0.0083333 | 0.0015704 | 0
5491 | 1 | 0.00011744 | 3.5461e-05 | 0 | 0.00011748 | 0.00011416 | 0 | 0.066453 | 0.2502 | 0.0001 | 0.025 | 0.010201 | 0
5492 | 1 | 0.00010783 | 4.2511e-05 | 0 | 8.8113e-05 | 0.00011416 | 0 | 0.071257 | 0.2737 | 0.0001 | 0.025 | 0.10618 | 0
5493 | 1 | 0.00010559 | 4.6385e-05 | 0 | 5.8742e-05 | 0.00011416 | 0 | 0.068054 | 0.2943 | 0.0001 | 0 | 0.14184 | 0
5494 | 1 | 0.00010223 | 4.937e-05 | 0 | 3.7595e-05 | 0.00011416 | 0 | 0.07446 | 0.3126 | 0.0001 | 0 | 0.086783 | 0
5495 | 1 | 8.2293e-05 | 5.2127e-05 | 0 | 2.3497e-05 | 0.00011416 | 0 | 0.078463 | 0.3256 | 0.0001 | 0 | 0.0273 | 0
5496 | 1 | 6.0869e-05 | 5.4622e-05 | 0 | 9.3987e-06 | 0.00011416 | 0 | 0.08807 | 0.3497 | 0.0001 | 0 | 0.0013373 | 0
5497 | 1 | 4.8529e-05 | 5.7031e-05 | 0 | 5.8742e-06 | 0.00011416 | 0 | 0.10328 | 0.3897 | 0.0001 | 0 | 0.07614 | 0
5498 | 1 | 3.9486e-05 | 5.9701e-05 | 0 | 2.3497e-06 | 0.00011416 | 0 | 0.11849 | 0.4297 | 0.0001 | 0 | 0.31504 | 0
5499 | 1 | 3.8003e-05 | 6.2441e-05 | 0 | 1.1748e-06 | 0.00011416 | 0 | 0.14251 | 0.4636 | 0.0001 | 0 | 0.40529 | 0
5500 | 1 | 3.8252e-05 | 6.5983e-05 | 0 | 1.4098e-05 | 0.00011416 | 0 | 0.15853 | 0.4786 | 0.0001 | 0 | 0.24989 | 0
5501 | 1 | 5.2734e-05 | 6.9316e-05 | 0 | 3.7595e-05 | 0.00011416 | 0 | 0.13131 | 0.4707 | 0.0001 | 0 | 0.07269 | 0
5502 | 1 | 7.5441e-05 | 6.457e-05 | 0 | 9.3987e-05 | 0.00011416 | 0 | 0.093675 | 0.4371 | 0.0001 | 0 | 0.0017319 | 0
5503 | 1 | 9.8101e-05 | 5.3017e-05 | 0 | 0.0001821 | 0.00011416 | 0 | 0.089672 | 0.3945 | 0.0001 | 0.0083333 | 0.014991 | 0
5504 | 1 | 0.00012274 | 3.7677e-05 | 0 | 0.0001586 | 0.00011416 | 0 | 0.086469 | 0.376 | 0.0001 | 0.0083333 | 0.1392 | 0
5505 | 1 | 0.00014098 | 1.9807e-05 | 0 | 0.00014685 | 0.00011416 | 0.042755 | 0.088871 | 0.3674 | 0.0001 | 0.016667 | 0.17824 | 0.042755
5506 | 1 | 0.00015492 | 0 | 0 | 0.00016448 | 0.00011416 | 0 | 0.092074 | 0.3758 | 0.0001 | 0.041667 | 0.10544 | 0
5507 | 1 | 0.00016214 | 0 | 0 | 0.00018797 | 0.00011416 | 0 | 0.10168 | 0.3961 | 0.0001 | 0.05 | 0.031253 | 0
5508 | 1 | 0.00015642 | 0 | 0 | 0.00020677 | 0.00011416 | 0 | 0.11049 | 0.4087 | 0.0001 | 0.033333 | 0.0013373 | 0
5509 | 1 | 0.00015324 | 0 | 0 | 0.00018797 | 0.00011416 | 0 | 0.1289 | 0.4064 | 0.0001 | 0.016667 | 0.092915 | 0
5510 | 1 | 0.00014824 | 0 | 0 | 0.00019032 | 0.00011416 | 0 | 0.1297 | 0.3948 | 0.0001 | 0.0083333 | 0.37805 | 0
5511 | 1 | 0.00014138 | 0 | 0 | 0.00021382 | 0.00011416 | 0.002652 | 0.15452 | 0.3775 | 0.0001 | 0.0083333 | 0.48802 | 0.002652
5512 | 1 | 0.00013544 | 0 | 0 | 0.00022322 | 0.00011416 | 0.12981 | 0.16813 | 0.3539 | 0.0001 | 0.0083333 | 0.29924 | 0.12981
5513 | 1 | 0.00013656 | 0 | 0 | 0.00022322 | 0.00011416 | 0.00429 | 0.1217 | 0.3288 | 0.0001 | 0 | 0.086816 | 0.00429
5514 | 1 | 0.00013321 | 0 | 0 | 0.00016448 | 0.00011416 | 0.00069086 | 0.088871 | 0.3095 | 0.0001 | 0 | 0.0018789 | 0.00069086
5515 | 1 | 0.00012028 | 2.7032e-05 | 0 | 0.00011748 | 0.00011416 | 0 | 0.063251 | 0.3152 | 0.0001 | 0 | 0.020128 | 0
5516 | 1 | 0.00011102 | 5.3122e-05 | 0 | 8.8113e-05 | 0.00011416 | 0 | 0.038431 | 0.32 | 0.0001 | 0.0083333 | 0.17244 | 0
5517 | 1 | 0.00010887 | 6.3243e-05 | 0 | 5.8742e-05 | 0.00011416 | 0 | 0.027222 | 0.3276 | 0.0001 | 0.0083333 | 0.214 | 0
5518 | 1 | 0.00010125 | 6.9997e-05 | 0 | 3.7595e-05 | 0.00011416 | 0 | 0.027222 | 0.3327 | 0.0001 | 0.0083333 | 0.12342 | 0
5519 | 1 | 8.3444e-05 | 7.4482e-05 | 0 | 2.3497e-05 | 0.00011416 | 0 | 0.028823 | 0.3331 | 0.0001 | 0.0083333 | 0.03493 | 0
5520 | 1 | 6.3327e-05 | 7.9089e-05 | 0 | 9.3987e-06 | 0.00011416 | 0 | 0.052842 | 0.3223 | 0.0001 | 0.0083333 | 0.0013373 | 0
5521 | 1 | 5.1211e-05 | 8.3923e-05 | 0 | 5.8742e-06 | 0.00011416 | 0 | 0.07526 | 0.2963 | 0.0001 | 0 | 0.11199 | 0
5522 | 1 | 4.0511e-05 | 8.8041e-05 | 0 | 2.3497e-06 | 0.00011416 | 0 | 0.090472 | 0.2618 | 0.0001 | 0 | 0.44895 | 0
5523 | 1 | 3.7571e-05 | 9.1532e-05 | 0 | 1.1748e-06 | 0.00011416 | 0 | 0.10969 | 0.234 | 0.0001 | 0 | 0.58129 | 0
5524 | 1 | 4.0422e-05 | 9.5528e-05 | 0 | 1.4098e-05 | 0.00011416 | 0 | 0.10488 | 0.2063 | 0.0001 | 0 | 0.3547 | 0
5525 | 1 | 5.234e-05 | 9.7779e-05 | 0 | 3.7595e-05 | 0.00011416 | 0 | 0.10328 | 0.1853 | 0.0001 | 0 | 0.10266 | 0
5526 | 1 | 7.9611e-05 | 7.5058e-05 | 0 | 9.3987e-05 | 0.00011416 | 0 | 0.10729 | 0.1797 | 0.0001 | 0 | 0.0020339 | 0
5527 | 1 | 0.00010841 | 4.6473e-05 | 0 | 0.0001821 | 0.00011416 | 0 | 0.10408 | 0.1855 | 0.0001 | 0 | 0.026323 | 0
5528 | 1 | 0.00013907 | 6.9805e-07 | 0 | 0.0001586 | 0.00011416 | 0.26237 | 0.095276 | 0.1817 | 0.0001 | 0 | 0.21058 | 0.26237
5529 | 1 | 0.00014852 | 0 | 0 | 0.00014685 | 0.00011416 | 0.34433 | 0.068054 | 0.1683 | 0.0001 | 0 | 0.25424 | 0.34433
5530 | 1 | 0.00015691 | 0 | 0 | 0.00016448 | 0.00011416 | 0.51792 | 0.039231 | 0.1487 | 0.0001 | 0 | 0.14333 | 0.51792
5531 | 1 | 0.00016302 | 0 | 0 | 0.00018797 | 0.00011416 | 0.54368 | 0.040032 | 0.1313 | 0.0001 | 0 | 0.038885 | 0.54368
5532 | 1 | 0.00015761 | 0 | 0 | 0.00020677 | 0.00011416 | 0.83944 | 0.035228 | 0.115 | 0.0001 | 0 | 0.0013373 | 0.83944
5533 | 1 | 0.00015336 | 0 | 0 | 0.00018797 | 0.00011416 | 0.13051 | 0.032026 | 0.1009 | 0.0001 | 0 | 0.12975 | 0.13051
5534 | 1 | 0.00014824 | 0 | 0 | 0.00019032 | 0.00011416 | 0.28666 | 0.028823 | 0.0876 | 0.0001 | 0 | 0.51439 | 0.28666
5535 | 1 | 0.0001453 | 0 | 0 | 0.00021382 | 0.00011416 | 0 | 0.021617 | 0.0758 | 0.0001 | 0 | 0.66754 | 0
5536 | 1 | 0.00014355 | 0 | 0 | 0.00022322 | 0.00011416 | 0.017405 | 0.01281 | 0.0572 | 0.0001 | 0 | 0.40584 | 0.017405
5537 | 1 | 0.00014062 | 0 | 0 | 0.00022322 | 0.00011416 | 0 | 0.0072058 | 0.0407 | 0.0001 | 0 | 0.11725 | 0
5538 | 1 | 0.00013458 | 0 | 0 | 0.00016448 | 0.00011416 | 0 | 0.0056045 | 0.0312 | 0.0001 | 0.0083333 | 0.0021695 | 0
5539 | 1 | 0.00012345 | 0 | 0 | 0.00011748 | 0.00011416 | 0 | 0.0088071 | 0.0274 | 0.0001 | 0.0083333 | 0.032364 | 0
5540 | 1 | 0.00011677 | 0 | 0 | 8.8113e-05 | 0.00011416 | 0 | 0.020817 | 0.0328 | 0.0001 | 0.0083333 | 0.24637 | 0
5541 | 1 | 0.00011881 | 1.1849e-05 | 0 | 5.8742e-05 | 0.00011416 | 0 | 0.044836 | 0.0498 | 0.0001 | 0 | 0.2914 | 0
5542 | 1 | 0.00011098 | 2.6578e-05 | 0 | 3.7595e-05 | 0.00011416 | 0 | 0.090472 | 0.0731 | 0.0001 | 0 | 0.16147 | 0
5543 | 1 | 9.0248e-05 | 3.5566e-05 | 0 | 2.3497e-05 | 0.00011416 | 0 | 0.14572 | 0.1038 | 0.0001 | 0 | 0.0424 | 0
5544 | 1 | 6.6352e-05 | 4.2057e-05 | 0 | 9.3987e-06 | 0.00011416 | 0 | 0.22178 | 0.1416 | 0.0001 | 0 | 0.0013373 | 0
5545 | 1 | 5.1763e-05 | 4.738e-05 | 0 | 5.8742e-06 | 0.00011416 | 0 | 0.26021 | 0.1698 | 0.0001 | 0 | 0.14125 | 0
5546 | 1 | 4.2373e-05 | 5.2895e-05 | 0 | 2.3497e-06 | 0.00011416 | 0 | 0.29864 | 0.1904 | 0.0001 | 0 | 0.55656 | 0
5547 | 1 | 4.2106e-05 | 5.8776e-05 | 0 | 1.1748e-06 | 0.00011416 | 0 | 0.26581 | 0.1873 | 0.0001 | 0 | 0.72317 | 0
5548 | 1 | 4.2169e-05 | 6.5111e-05 | 0 | 1.4098e-05 | 0.00011416 | 0 | 0.23619 | 0.1551 | 0.0001 | 0 | 0.43876 | 0
5549 | 1 | 5.5172e-05 | 7.1917e-05 | 0 | 3.7595e-05 | 0.00011416 | 0 | 0.18175 | 0.1215 | 0.0001 | 0 | 0.12664 | 0
5550 | 1 | 8.1227e-05 | 5.2179e-05 | 0 | 9.3987e-05 | 0.00011416 | 0 | 0.14892 | 0.0894 | 0.0001 | 0 | 0.0022536 | 0
5551 | 1 | 0.00010637 | 2.5775e-05 | 0 | 0.0001821 | 0.00011416 | 0.0016491 | 0.1273 | 0.0735 | 0.0001 | 0.0083333 | 0.036398 | 0.0016491
5552 | 1 | 0.00013503 | 0 | 0 | 0.0001586 | 0.00011416 | 0.22125 | 0.096878 | 0.0754 | 0.0001 | 0.0083333 | 0.26967 | 0.22125
5553 | 1 | 0.0001507 | 0 | 0 | 0.00014685 | 0.00011416 | 0.26 | 0.05044 | 0.0871 | 0.0001 | 0.0083333 | 0.31535 | 0.26
5554 | 1 | 0.00015908 | 0 | 0 | 0.00016448 | 0.00011416 | 0.28382 | 0.032826 | 0.1109 | 0.0001 | 0.0083333 | 0.17305 | 0.28382
5555 | 1 | 0.00016865 | 0 | 0 | 0.00018797 | 0.00011416 | 0.31823 | 0.03763 | 0.1365 | 0.0001 | 0.0083333 | 0.044607 | 0.31823
5556 | 1 | 0.00016309 | 0 | 2.4017e-05 | 0.00020677 | 0.00011416 | 0.089288 | 0.034428 | 0.1465 | 0.0001 | 0.016667 | 0.0013373 | 0.089288
5557 | 1 | 0.0001588 | 0 | 0.00045724 | 0.00018797 | 0.00011416 | 0.2058 | 0.043235 | 0.1479 | 0.0001 | 0.016667 | 0.15342 | 0.2058
5558 | 1 | 0.00015062 | 0 | 0.00078516 | 0.00019032 | 0.00011416 | 0.23537 | 0.041633 | 0.1403 | 0.0001 | 0.025 | 0.60096 | 0.23537
5559 | 1 | 0.00014465 | 0 | 0.00082581 | 0.00021382 | 0.00011416 | 0.045441 | 0.032026 | 0.1127 | 0.0001 | 0.0083333 | 0.7818 | 0.045441
5560 | 1 | 0.00014009 | 0 | 0.00059857 | 0.00022322 | 0.00011416 | 0.0050031 | 0.029624 | 0.0867 | 0.0001 | 0 | 0.47341 | 0.0050031
5561 | 1 | 0.00014646 | 0 | 7.4821e-05 | 0.00022322 | 0.00011416 | 0 | 0.021617 | 0.071 | 0.0001 | 0 | 0.13651 | 0
5562 | 1 | 0.00014083 | 0 | 0 | 0.00016448 | 0.00011416 | 0.000702 | 0.013611 | 0.0633 | 0.0001 | 0 | 0.0023399 | 0.000702
5563 | 1 | 0.00012754 | 0 | 0 | 0.00011748 | 0.00011416 | 0 | 0.010408 | 0.0596 | 0.0001 | 0 | 0.040754 | 0
5564 | 1 | 0.00011904 | 0 | 0 | 8.8113e-05 | 0.00011416 | 0 | 0.011209 | 0.0614 | 0.0001 | 0 | 0.29439 | 0
5565 | 1 | 0.00012248 | 0 | 0 | 5.8742e-05 | 0.00011416 | 0 | 0.01201 | 0.0667 | 0.0001 | 0 | 0.34057 | 0
5566 | 1 | 0.00012088 | 0 | 0 | 3.7595e-05 | 0.00011416 | 0 | 0.014412 | 0.0749 | 0.0001 | 0 | 0.18518 | 0
5567 | 1 | 0.00010289 | 3.3157e-06 | 0 | 2.3497e-05 | 0.00011416 | 0 | 0.018415 | 0.0806 | 0.0001 | 0 | 0.04689 | 0
5568 | 1 | 7.8173e-05 | 1.1797e-05 | 0 | 9.3987e-06 | 0.00011416 | 0 | 0.011209 | 0.0851 | 0.0001 | 0.0083333 | 0.0013373 | 0
5569 | 1 | 6.5731e-05 | 1.9388e-05 | 0 | 5.8742e-06 | 0.00011416 | 0 | 0.01201 | 0.0912 | 0.0001 | 0.0083333 | 0.15763 | 0
5570 | 1 | 5.5615e-05 | 2.5671e-05 | 0 | 2.3497e-06 | 0.00011416 | 0 | 0.01201 | 0.0951 | 0.0001 | 0.0083333 | 0.61627 | 0
5571 | 1 | 5.1838e-05 | 3.0295e-05 | 0 | 1.1748e-06 | 0.00011416 | 0 | 0.013611 | 0.0988 | 0.0001 | 0.0083333 | 0.80203 | 0
5572 | 1 | 5.4459e-05 | 3.4047e-05 | 0 | 1.4098e-05 | 0.00011416 | 0 | 0.015212 | 0.0973 | 0.0001 | 0.0083333 | 0.48536 | 0
5573 | 1 | 6.529e-05 | 3.8777e-05 | 0 | 3.7595e-05 | 0.00011416 | 0 | 0.017614 | 0.0981 | 0.0001 | 0.0083333 | 0.13991 | 0
5574 | 1 | 9.3279e-05 | 1.7137e-05 | 0 | 9.3987e-05 | 0.00011416 | 0 | 0.026421 | 0.1044 | 0.0001 | 0 | 0.0023692 | 0
5575 | 1 | 0.00011921 | 0 | 0 | 0.0001821 | 0.00011416 | 0.083115 | 0.030424 | 0.1051 | 0.0001 | 0 | 0.04228 | 0.083115
5576 | 1 | 0.00014096 | 0 | 0 | 0.0001586 | 0.00011416 | 0.27916 | 0.028823 | 0.1053 | 0.0001 | 0 | 0.30296 | 0.27916
5577 | 1 | 0.00015636 | 0 | 0 | 0.00014685 | 0.00011416 | 0.49978 | 0.015212 | 0.1047 | 0.0001 | 0 | 0.34926 | 0.49978
5578 | 1 | 0.00015732 | 0 | 0.00070295 | 0.00016448 | 0.00011416 | 0.69275 | 0.010408 | 0.107 | 0.0001 | 0.0083333 | 0.18935 | 0.69275
5579 | 1 | 0.00015358 | 0 | 0.0017366 | 0.00018797 | 0.00011416 | 0.80942 | 0.01201 | 0.1078 | 0.0001 | 0.016667 | 0.047668 | 0.80942
5580 | 1 | 0.00013946 | 0 | 0.0025061 | 0.00020677 | 0.00011416 | 0.77882 | 0.016013 | 0.1008 | 0.0001 | 0.0083333 | 0.0013373 | 0.77882
5581 | 1 | 0.00013076 | 0 | 0.0029808 | 0.00018797 | 0.00011416 | 0.8227 | 0.014412 | 0.0945 | 0.0001 | 0.0083333 | 0.15342 | 0.8227
5582 | 1 | 0.00012762 | 0 | 0.0032339 | 0.00019032 | 0.00011416 | 0.74005 | 0.01281 | 0.0891 | 0.0001 | 0.0083333 | 0.60096 | 0.74005
5583 | 1 | 0.00012026 | 0 | 0.0032635 | 0.00021382 | 0.00011416 | 0.53736 | 0.011209 | 0.0851 | 0.0001 | 0.0083333 | 0.7818 | 0.53736
5584 | 1 | 0.00011716 | 0 | 0.0031369 | 0.00022322 | 0.00011416 | 0.2667 | 0.010408 | 0.0872 | 0.0001 | 0 | 0.47341 | 0.2667
5585 | 1 | 0.00011686 | 0 | 0.0027887 | 0.00022322 | 0.00011416 | 0.28019 | 0.0096077 | 0.0934 | 0.0001 | 0 | 0.13651 | 0.28019
5586 | 1 | 0.00011602 | 0 | 0.0019075 | 0.00016448 | 0.00011416 | 0.081309 | 0.011209 | 0.1157 | 0.0001 | 0 | 0.0023399 | 0.081309
5587 | 1 | 0.00012144 | 0 | 7.3898e-06 | 0.00011748 | 0.00011416 | 0 | 0.01281 | 0.1621 | 0.0001 | 0 | 0.040754 | 0
5588 | 1 | 0.00011269 | 0 | 0 | 8.8113e-05 | 0.00011416 | 0 | 0.020817 | 0.2197 | 0.0001 | 0 | 0.29439 | 0
5589 | 1 | 0.00011628 | 0 | 0 | 5.8742e-05 | 0.00011416 | 0 | 0.044035 | 0.2532 | 0.0001 | 0 | 0.34057 | 0
5590 | 1 | 0.00011473 | 0 | 0 | 3.7595e-05 | 0.00011416 | 0 | 0.079263 | 0.2664 | 0.0001 | 0 | 0.18518 | 0
5591 | 1 | 9.9182e-05 | 0 | 0 | 2.3497e-05 | 0.00011416 | 0 | 0.098479 | 0.2675 | 0.0001 | 0 | 0.04689 | 0
5592 | 1 | 7.4492e-05 | 0 | 0 | 9.3987e-06 | 0.00011416 | 0 | 0.10809 | 0.2606 | 0.0001 | 0 | 0.0013373 | 0
5593 | 1 | 6.2858e-05 | 0 | 0 | 5.8742e-06 | 0.00011416 | 0 | 0.13451 | 0.2369 | 0.0001 | 0 | 0.14524 | 0
5594 | 1 | 5.2877e-05 | 8.2893e-06 | 0 | 2.3497e-06 | 0.00011416 | 0 | 0.15452 | 0.1992 | 0.0001 | 0 | 0.57111 | 0
5595 | 1 | 4.5442e-05 | 1.862e-05 | 0 | 1.1748e-06 | 0.00011416 | 0 | 0.18255 | 0.1613 | 0.0001 | 0 | 0.74237 | 0
5596 | 1 | 3.7936e-05 | 2.8882e-05 | 0 | 1.4098e-05 | 0.00011416 | 0 | 0.21057 | 0.1294 | 0.0001 | 0 | 0.45011 | 0
5597 | 1 | 4.0323e-05 | 3.8131e-05 | 0 | 3.7595e-05 | 0.00011416 | 0 | 0.2442 | 0.1041 | 0.0001 | 0 | 0.12988 | 0
5598 | 1 | 4.6367e-05 | 2.054e-05 | 0 | 9.3987e-05 | 0.00011416 | 0 | 0.22578 | 0.0883 | 0.0001 | 0.0083333 | 0.0022822 | 0
5599 | 1 | 6.0685e-05 | 0 | 0 | 0.0001821 | 0.00011416 | 0.084441 | 0.19215 | 0.0715 | 0.0001 | 0.025 | 0.037814 | 0.084441
5600 | 1 | 8.0956e-05 | 0 | 0 | 0.0001586 | 0.00011416 | 0.26865 | 0.14251 | 0.0646 | 0.0001 | 0.025 | 0.27775 | 0.26865
5601 | 1 | 9.929e-05 | 0 | 0 | 0.00014685 | 0.00011416 | 0.47267 | 0.056045 | 0.0762 | 0.0001 | 0.025 | 0.32361 | 0.47267
5602 | 1 | 9.0607e-05 | 0 | 0.0019564 | 0.00016448 | 0.00011416 | 0.66884 | 0.021617 | 0.1012 | 0.0001 | 0.016667 | 0.17704 | 0.66884
5603 | 1 | 8.5751e-05 | 0 | 0.0031102 | 0.00018797 | 0.00011416 | 0.80922 | 0.021617 | 0.1371 | 0.0001 | 0.016667 | 0.04536 | 0.80922
5604 | 1 | 7.672e-05 | 0 | 0.0038288 | 0.00020677 | 0.00011416 | 0.89835 | 0.032826 | 0.174 | 0.0001 | 0.016667 | 0.0013373 | 0.89835
5605 | 1 | 6.4457e-05 | 0 | 0.0042316 | 0.00018797 | 0.00011416 | 0.89905 | 0.058447 | 0.1986 | 0.0001 | 0.0083333 | 0.12975 | 0.89905
5606 | 1 | 5.5188e-05 | 0 | 0.0043701 | 0.00019032 | 0.00011416 | 0.85123 | 0.061649 | 0.2107 | 0.0001 | 0.0083333 | 0.51439 | 0.85123
5607 | 1 | 5.2846e-05 | 0 | 0.0042704 | 0.00021382 | 0.00011416 | 0.75355 | 0.060849 | 0.2102 | 0.0001 | 0.0083333 | 0.66754 | 0.75355
5608 | 1 | 5.1522e-05 | 0 | 0.0038334 | 0.00022322 | 0.00011416 | 0.48981 | 0.076061 | 0.207 | 0.0001 | 0 | 0.40584 | 0.48981
5609 | 1 | 6.1839e-05 | 0 | 0.0031222 | 0.00022322 | 0.00011416 | 0.28774 | 0.08807 | 0.2035 | 0.0001 | 0 | 0.11725 | 0.28774
5610 | 1 | 7.9943e-05 | 0 | 0.001199 | 0.00016448 | 0.00011416 | 0.07829 | 0.095276 | 0.2142 | 0.0001 | 0 | 0.0021695 | 0.07829
5611 | 1 | 8.5854e-05 | 0 | 0 | 0.00011748 | 0.00011416 | 0 | 0.10328 | 0.2686 | 0.0001 | 0 | 0.032364 | 0
5612 | 1 | 8.0522e-05 | 0 | 0 | 8.8113e-05 | 0.00011416 | 0 | 0.14652 | 0.3729 | 0.0001 | 0 | 0.24637 | 0
5613 | 1 | 8.9295e-05 | 0 | 0 | 5.8742e-05 | 0.00011416 | 0 | 0.24099 | 0.4717 | 0.0001 | 0 | 0.2914 | 0
5614 | 1 | 8.6017e-05 | 0 | 0 | 3.7595e-05 | 0.00011416 | 0 | 0.31065 | 0.4795 | 0.0001 | 0 | 0.16147 | 0
5615 | 1 | 7.2229e-05 | 0 | 0 | 2.3497e-05 | 0.00011416 | 0 | 0.38431 | 0.4403 | 0.0001 | 0 | 0.0424 | 0
5616 | 1 | 5.5262e-05 | 0 | 0 | 9.3987e-06 | 0.00011416 | 0 | 0.42914 | 0.4203 | 0.0001 | 0 | 0.0013373 | 0
5617 | 1 | 4.3184e-05 | 9.5633e-06 | 0 | 5.8742e-06 | 0.00011416 | 0 | 0.42194 | 0.4114 | 0.0001 | 0 | 0.11199 | 0
5618 | 1 | 3.174e-05 | 1.9545e-05 | 0 | 2.3497e-06 | 0.00011416 | 0 | 0.41393 | 0.4274 | 0.0001 | 0 | 0.44895 | 0
5619 | 1 | 2.2838e-05 | 2.7887e-05 | 0 | 1.1748e-06 | 0.00011416 | 0 | 0.39632 | 0.4359 | 0.0001 | 0 | 0.58129 | 0
5620 | 1 | 1.9999e-05 | 3.6944e-05 | 0 | 1.4098e-05 | 0.00011416 | 0 | 0.3747 | 0.4389 | 0.0001 | 0 | 0.3547 | 0
5621 | 1 | 2.0735e-05 | 4.5042e-05 | 0 | 3.7595e-05 | 0.00011416 | 0 | 0.38751 | 0.4493 | 0.0001 | 0 | 0.10266 | 0
5622 | 1 | 2.384e-05 | 3.6787e-05 | 0 | 9.3987e-05 | 0.00011416 | 0 | 0.3811 | 0.4644 | 0.0001 | 0 | 0.0020339 | 0
5623 | 1 | 3.4664e-05 | 4.8863e-06 | 0 | 0.0001821 | 0.00011416 | 0.081499 | 0.3747 | 0.4535 | 0.0001 | 0 | 0.026323 | 0.081499
5624 | 1 | 5.3922e-05 | 0 | 0 | 0.0001586 | 0.00011416 | 0.27733 | 0.33947 | 0.4539 | 0.0001 | 0 | 0.21058 | 0.27733
5625 | 1 | 6.8263e-05 | 0 | 0 | 0.00014685 | 0.00011416 | 0.42374 | 0.30344 | 0.4821 | 0.0001 | 0.0083333 | 0.25424 | 0.42374
5626 | 1 | 6.7249e-05 | 0 | 0.0014244 | 0.00016448 | 0.00011416 | 0.70355 | 0.32746 | 0.5318 | 0.0001 | 0.0083333 | 0.14333 | 0.70355
5627 | 1 | 6.3672e-05 | 0 | 0.0025559 | 0.00018797 | 0.00011416 | 0.80762 | 0.38991 | 0.5265 | 0.0001 | 0.0083333 | 0.038885 | 0.80762
5628 | 1 | 5.9671e-05 | 0 | 0.0032284 | 0.00020677 | 0.00011416 | 0.19259 | 0.40112 | 0.559 | 0.0001 | 0.0083333 | 0.0013373 | 0.19259
5629 | 1 | 5.247e-05 | 0 | 0.0034085 | 0.00018797 | 0.00011416 | 0 | 0.35228 | 0.5309 | 0.0001 | 0.0083333 | 0.092915 | 0
5630 | 1 | 5.3258e-05 | 0 | 0.0028007 | 0.00019032 | 0.00011416 | 0 | 0.30584 | 0.4007 | 0.0001 | 0.0083333 | 0.37805 | 0
5631 | 1 | 6.3755e-05 | 0 | 0.001272 | 0.00021382 | 0.00011416 | 0 | 0.25701 | 0.2267 | 0.0001 | 0.0083333 | 0.48802 | 0
5632 | 1 | 7.6828e-05 | 0 | 0 | 0.00022322 | 0.00011416 | 0 | 0.20897 | 0.2967 | 0.0001 | 0.0083333 | 0.29924 | 0
5633 | 1 | 8.2414e-05 | 0 | 0 | 0.00022322 | 0.00011416 | 0 | 0.098479 | 0.5294 | 0.0001 | 0 | 0.086816 | 0
5634 | 1 | 8.8435e-05 | 0 | 0 | 0.00016448 | 0.00011416 | 0 | 0.071257 | 0.4553 | 0.0001 | 0 | 0.0018789 | 0
5635 | 1 | 9.279e-05 | 0 | 0 | 0.00011748 | 0.00011416 | 0 | 0.044035 | 0.3006 | 0.0001 | 0 | 0.020128 | 0
5636 | 1 | 9.1044e-05 | 1.1343e-05 | 0 | 8.8113e-05 | 0.00011416 | 0 | 0.039231 | 0.2533 | 0.0001 | 0 | 0.17244 | 0
5637 | 1 | 9.3921e-05 | 2.8498e-05 | 0 | 5.8742e-05 | 0.00011416 | 0 | 0.040032 | 0.2425 | 0.0001 | 0 | 0.214 | 0
5638 | 1 | 8.5427e-05 | 4.0138e-05 | 0 | 3.7595e-05 | 0.00011416 | 0 | 0.045637 | 0.2396 | 0.0001 | 0 | 0.12342 | 0
5639 | 1 | 6.9364e-05 | 4.841e-05 | 0 | 2.3497e-05 | 0.00011416 | 0 | 0.055244 | 0.2019 | 0.0001 | 0.025 | 0.03493 | 0
5640 | 1 | 5.1522e-05 | 5.4308e-05 | 0 | 9.3987e-06 | 0.00011416 | 0 | 0.048038 | 0.1429 | 0.0001 | 0.033333 | 0.0013373 | 0
5641 | 1 | 4.1329e-05 | 5.7188e-05 | 0 | 5.8742e-06 | 0.00011416 | 0 | 0.044836 | 0.0851 | 0.0001 | 0.025 | 0.071033 | 0
5642 | 1 | 3.3038e-05 | 5.923e-05 | 0 | 2.3497e-06 | 0.00011416 | 0 | 0.039231 | 0.0373 | 0.0001 | 0.033333 | 0.29571 | 0
5643 | 1 | 3.0284e-05 | 5.9038e-05 | 0 | 1.1748e-06 | 0.00011416 | 0 | 0.036029 | 0.0137 | 0.0001 | 0.033333 | 0.37996 | 0
5644 | 1 | 3.7803e-05 | 5.6664e-05 | 0 | 1.4098e-05 | 0.00011416 | 0 | 0.038431 | 0.0126 | 0.0001 | 0.033333 | 0.23473 | 0
5645 | 1 | 5.4071e-05 | 5.1446e-05 | 0 | 3.7595e-05 | 0.00011416 | 0 | 0.061649 | 0.0334 | 0.0001 | 0.041667 | 0.068347 | 0
5646 | 1 | 8.3645e-05 | 3.4553e-05 | 0 | 9.3987e-05 | 0.00011416 | 0 | 0.088871 | 0.0849 | 0.0001 | 0.041667 | 0.0016847 | 0
5647 | 1 | 0.00011335 | 1.8812e-05 | 0 | 0.0001821 | 0.00011416 | 0.0052929 | 0.15212 | 0.1303 | 0.0001 | 0.041667 | 0.013496 | 0.0052929
5648 | 1 | 0.00013882 | 0 | 0 | 0.0001586 | 0.00011416 | 0.17124 | 0.13691 | 0.1495 | 0.0001 | 0.05 | 0.12916 | 0.17124
5649 | 1 | 0.00015513 | 0 | 0 | 0.00014685 | 0.00011416 | 0.20253 | 0.13691 | 0.1633 | 0.0001 | 0.041667 | 0.16727 | 0.20253
5650 | 1 | 0.00016665 | 0 | 0 | 0.00016448 | 0.00011416 | 0.27504 | 0.17854 | 0.1793 | 0.0001 | 0.025 | 0.099862 | 0.27504
5651 | 1 | 0.00017576 | 0 | 0 | 0.00018797 | 0.00011416 | 0.25331 | 0.23299 | 0.1933 | 0.0001 | 0.0083333 | 0.030087 | 0.25331
5652 | 1 | 0.00016838 | 0 | 0 | 0.00020677 | 0.00011416 | 0.2731 | 0.31225 | 0.2221 | 0.0001 | 0.0083333 | 0.0013373 | 0.2731
5653 | 1 | 0.00016519 | 0 | 0 | 0.00018797 | 0.00011416 | 0.25999 | 0.43155 | 0.2475 | 0.0001 | 0.0083333 | 0.052888 | 0.25999
5654 | 1 | 0.00016127 | 0 | 3.0483e-05 | 0.00019032 | 0.00011416 | 0.23225 | 0.48199 | 0.2128 | 0.0001 | 0.0083333 | 0.22628 | 0.23225
5655 | 1 | 0.00015465 | 0 | 0 | 0.00021382 | 0.00011416 | 0.19989 | 0.53002 | 0.2091 | 0.0001 | 0.0083333 | 0.28916 | 0.19989
5656 | 1 | 0.00015099 | 0 | 0 | 0.00022322 | 0.00011416 | 0.18375 | 0.55084 | 0.2037 | 0.0001 | 0.0083333 | 0.18023 | 0.18375
5657 | 1 | 0.00014676 | 0 | 0 | 0.00022322 | 0.00011416 | 0.096363 | 0.57886 | 0.172 | 0.0001 | 0 | 0.052702 | 0.096363
5658 | 1 | 0.00014419 | 0 | 0 | 0.00016448 | 0.00011416 | 0.029618 | 0.58207 | 0.1408 | 0.0001 | 0 | 0.0015043 | 0.029618
5659 | 1 | 0.00013335 | 0 | 0 | 0.00011748 | 0.00011416 | 0 | 0.59247 | 0.128 | 0.0001 | 0 | 0.0085089 | 0
5660 | 1 | 0.00012619 | 0 | 0 | 8.8113e-05 | 0.00011416 | 0 | 0.59888 | 0.1275 | 0.0001 | 0 | 0.0938 | 0
5661 | 1 | 0.00012301 | 1.3193e-05 | 0 | 5.8742e-05 | 0.00011416 | 0 | 0.61729 | 0.1776 | 0.0001 | 0 | 0.12789 | 0
5662 | 1 | 0.00011422 | 2.1081e-05 | 0 | 3.7595e-05 | 0.00011416 | 0 | 0.63331 | 0.2945 | 0.0001 | 0 | 0.079513 | 0
5663 | 1 | 9.4507e-05 | 2.4589e-05 | 0 | 2.3497e-05 | 0.00011416 | 0 | 0.64452 | 0.5029 | 0.0001 | 0 | 0.025714 | 0
5664 | 1 | 7.0758e-05 | 2.5077e-05 | 0 | 9.3987e-06 | 0.00011416 | 0 | 0.59408 | 0.7083 | 0.0001 | 0 | 0.0013373 | 0
5665 | 1 | 5.936e-05 | 2.5077e-05 | 0 | 5.8742e-06 | 0.00011416 | 0 | 0.58927 | 0.7653 | 0.0001 | 0 | 0.036507 | 0
5666 | 1 | 5.1786e-05 | 2.7521e-05 | 0 | 2.3497e-06 | 0.00011416 | 0 | 0.58847 | 0.735 | 0.0001 | 0 | 0.16225 | 0
5667 | 1 | 4.7789e-05 | 3.3751e-05 | 0 | 1.1748e-06 | 0.00011416 | 0 | 0.58367 | 0.7106 | 0.0001 | 0 | 0.20577 | 0
5668 | 1 | 4.7376e-05 | 4.1569e-05 | 0 | 1.4098e-05 | 0.00011416 | 0 | 0.53723 | 0.6927 | 0.0001 | 0 | 0.12983 | 0
5669 | 1 | 5.8745e-05 | 4.8811e-05 | 0 | 3.7595e-05 | 0.00011416 | 0 | 0.48919 | 0.6531 | 0.0001 | 0.0083333 | 0.038187 | 0
5670 | 1 | 8.6443e-05 | 5.0242e-05 | 0 | 9.3987e-05 | 0.00011416 | 0 | 0.47638 | 0.6069 | 0.0001 | 0.0083333 | 0.0013174 | 0
5671 | 1 | 0.00011418 | 3.9195e-05 | 0 | 0.0001821 | 0.00011416 | 0.003588 | 0.43395 | 0.6353 | 0.0001 | 0.016667 | 0.0045725 | 0.003588
5672 | 1 | 0.00014419 | 2.1954e-05 | 0 | 0.0001586 | 0.00011416 | 0.0024737 | 0.40833 | 0.6734 | 0.0001 | 0.041667 | 0.062499 | 0.0024737
5673 | 1 | 0.00015898 | 1.972e-06 | 0 | 0.00014685 | 0.00011416 | 0.038097 | 0.3707 | 0.6684 | 0.0001 | 0.05 | 0.091599 | 0.038097
5674 | 1 | 0.00016595 | 0 | 0 | 0.00016448 | 0.00011416 | 0.26236 | 0.32586 | 0.6411 | 0.0001 | 0.05 | 0.060161 | 0.26236
5675 | 1 | 0.00017341 | 0 | 0 | 0.00018797 | 0.00011416 | 0.14877 | 0.30504 | 0.6075 | 0.0001 | 0.041667 | 0.021325 | 0.14877
5676 | 1 | 0.00016585 | 0 | 0 | 0.00020677 | 0.00011416 | 0.35411 | 0.31946 | 0.5776 | 0.0001 | 0.0083333 | 0.0013373 | 0.35411
5677 | 1 | 0.00016077 | 0 | 0 | 0.00018797 | 0.00011416 | 0.38238 | 0.38911 | 0.5216 | 0.0001 | 0 | 0.023914 | 0.38238
5678 | 1 | 0.00015571 | 0 | 0 | 0.00019032 | 0.00011416 | 0.50499 | 0.40352 | 0.4828 | 0.0001 | 0 | 0.11161 | 0.50499
5679 | 1 | 0.00015231 | 0 | 0 | 0.00021382 | 0.00011416 | 0.44329 | 0.42754 | 0.4497 | 0.0001 | 0 | 0.14018 | 0.44329
5680 | 1 | 0.00014944 | 0 | 0 | 0.00022322 | 0.00011416 | 0 | 0.48999 | 0.5865 | 0.0001 | 0 | 0.089831 | 0
5681 | 1 | 0.00015209 | 0 | 0 | 0.00022322 | 0.00011416 | 0.0045129 | 0.51801 | 0.7888 | 0.0001 | 0 | 0.026617 | 0.0045129
5682 | 1 | 0.00014799 | 0 | 0 | 0.00016448 | 0.00011416 | 0.00072429 | 0.57406 | 0.8455 | 0.0001 | 0 | 0.0011466 | 0.00072429
5683 | 1 | 0.00013876 | 0 | 0 | 0.00011748 | 0.00011416 | 0 | 0.61729 | 0.8203 | 0.0001 | 0 | 0.0020875 | 0
5684 | 1 | 0.00012903 | 0 | 0 | 8.8113e-05 | 0.00011416 | 0 | 0.60849 | 0.7902 | 0.0001 | 0 | 0.039075 | 0
5685 | 1 | 0.00012286 | 0 | 0 | 5.8742e-05 | 0.00011416 | 0 | 0.57246 | 0.7669 | 0.0001 | 0 | 0.062917 | 0
5686 | 1 | 0.00011381 | 1.8498e-06 | 0 | 3.7595e-05 | 0.00011416 | 0 | 0.59007 | 0.7398 | 0.0001 | 0.0083333 | 0.044234 | 0
5687 | 1 | 0.00010017 | 2.2512e-06 | 0 | 2.3497e-05 | 0.00011416 | 0 | 0.60448 | 0.6881 | 0.0001 | 0.0083333 | 0.017467 | 0
5688 | 1 | 8.1495e-05 | 4.7816e-06 | 0 | 9.3987e-06 | 0.00011416 | 0 | 0.57486 | 0.6249 | 0.0001 | 0.0083333 | 0.0013373 | 0
5689 | 1 | 6.8157e-05 | 9.476e-06 | 0 | 5.8742e-06 | 0.00011416 | 0 | 0.47558 | 0.5847 | 0.0001 | 0.0083333 | 0.016421 | 0
5690 | 1 | 5.6251e-05 | 1.3263e-05 | 0 | 2.3497e-06 | 0.00011416 | 0 | 0.3707 | 0.5493 | 0.0001 | 0 | 0.080465 | 0
5691 | 1 | 5.3365e-05 | 1.8341e-05 | 0 | 1.1748e-06 | 0.00011416 | 0 | 0.32666 | 0.5609 | 0.0001 | 0 | 0.10011 | 0
5692 | 1 | 5.4051e-05 | 2.3315e-05 | 0 | 1.4098e-05 | 0.00011416 | 0 | 0.31946 | 0.5975 | 0.0001 | 0 | 0.065138 | 0
5693 | 1 | 6.5277e-05 | 2.8271e-05 | 0 | 3.7595e-05 | 0.00011416 | 0 | 0.33387 | 0.6229 | 0.0001 | 0 | 0.019439 | 0
5694 | 1 | 9.3133e-05 | 2.513e-05 | 0 | 9.3987e-05 | 0.00011416 | 0 | 0.34668 | 0.6638 | 0.0001 | 0 | 0.0010245 | 0
5695 | 1 | 0.00011921 | 6.8409e-06 | 0 | 0.0001821 | 0.00011416 | 0.0082234 | 0.36589 | 0.7103 | 0.0001 | 0 | 0.00094438 | 0.0082234
5696 | 1 | 0.00014547 | 0 | 0 | 0.0001586 | 0.00011416 | 0.17727 | 0.3723 | 0.7405 | 0.0001 | 0 | 0.02557 | 0.17727
5697 | 1 | 0.0001605 | 0 | 0 | 0.00014685 | 0.00011416 | 0.50306 | 0.3771 | 0.7533 | 0.0001 | 0.016667 | 0.045297 | 0.50306
5698 | 1 | 0.00016766 | 0 | 0 | 0.00016448 | 0.00011416 | 0.70053 | 0.45236 | 0.785 | 0.0001 | 0.041667 | 0.034002 | 0.70053
5699 | 1 | 0.0001699 | 0 | 0.0002337 | 0.00018797 | 0.00011416 | 0.80585 | 0.49159 | 0.8031 | 0.0001 | 0.025 | 0.014811 | 0.80585
5700 | 1 | 0.00015734 | 0 | 0.00077777 | 0.00020677 | 0.00011416 | 0.86342 | 0.45396 | 0.7921 | 0.0001 | 0.016667 | 0.0013373 | 0.86342
5701 | 1 | 0.00015048 | 0 | 0.0013976 | 0.00018797 | 0.00011416 | 0.86128 | 0.42514 | 0.7458 | 0.0001 | 0.016667 | 0.011404 | 0.86128
5702 | 1 | 0.00014058 | 0 | 0.0020996 | 0.00019032 | 0.00011416 | 0.74565 | 0.43395 | 0.6761 | 0.0001 | 0.016667 | 0.058901 | 0.74565
5703 | 1 | 0.00013634 | 0 | 0.0024368 | 0.00021382 | 0.00011416 | 0.62516 | 0.46677 | 0.6094 | 0.0001 | 0 | 0.072546 | 0.62516
5704 | 1 | 0.0001316 | 0 | 0.0021892 | 0.00022322 | 0.00011416 | 0.054511 | 0.48199 | 0.6061 | 0.0001 | 0 | 0.047973 | 0.054511
5705 | 1 | 0.00013931 | 0 | 0.001356 | 0.00022322 | 0.00011416 | 0.042064 | 0.43955 | 0.6448 | 0.0001 | 0 | 0.014425 | 0.042064
5706 | 1 | 0.00014554 | 0 | 0.00030575 | 0.00016448 | 0.00011416 | 0.035145 | 0.43795 | 0.6201 | 0.0001 | 0 | 0.00092699 | 0.035145
5707 | 1 | 0.00013465 | 0 | 0 | 0.00011748 | 0.00011416 | 0 | 0.52682 | 0.544 | 0.0001 | 0 | 0.00038361 | 0
5708 | 1 | 0.00012926 | 0 | 0 | 8.8113e-05 | 0.00011416 | 0 | 0.53403 | 0.5339 | 0.0001 | 0 | 0.01683 | 0
5709 | 1 | 0.00012933 | 0 | 0 | 5.8742e-05 | 0.00011416 | 0 | 0.3699 | 0.4886 | 0.0001 | 0 | 0.033108 | 0
5710 | 1 | 0.00012556 | 0 | 0 | 3.7595e-05 | 0.00011416 | 0 | 0.29944 | 0.4291 | 0.0001 | 0 | 0.026602 | 0
5711 | 1 | 0.00010799 | 0 | 0 | 2.3497e-05 | 0.00011416 | 0 | 0.32746 | 0.521 | 0.0001 | 0 | 0.01276 | 0
5712 | 1 | 8.274e-05 | 0 | 0 | 9.3987e-06 | 0.00011416 | 0 | 0.3763 | 0.4957 | 0.0001 | 0 | 0.0013373 | 0
5713 | 1 | 6.8118e-05 | 0 | 0 | 5.8742e-06 | 0.00011416 | 0 | 0.36189 | 0.4638 | 0.0001 | 0.0083333 | 0.0093331 | 0
5714 | 1 | 5.8575e-05 | 0 | 0 | 2.3497e-06 | 0.00011416 | 0 | 0.39311 | 0.4739 | 0.0001 | 0.025 | 0.04974 | 0
5715 | 1 | 5.2292e-05 | 0 | 0 | 1.1748e-06 | 0.00011416 | 0 | 0.31705 | 0.479 | 0.0001 | 0.025 | 0.0609 | 0
5716 | 1 | 5.3306e-05 | 0 | 0 | 1.4098e-05 | 0.00011416 | 0 | 0.23699 | 0.493 | 0.0001 | 0.025 | 0.040656 | 0
5717 | 1 | 6.4433e-05 | 0 | 0 | 3.7595e-05 | 0.00011416 | 0 | 0.16974 | 0.5042 | 0.0001 | 0.016667 | 0.012279 | 0
5718 | 1 | 9.5031e-05 | 7.8531e-07 | 0 | 9.3987e-05 | 0.00011416 | 0 | 0.20256 | 0.5136 | 0.0001 | 0.0083333 | 0.00088065 | 0
5719 | 1 | 0.00012295 | 0 | 0 | 0.0001821 | 0.00011416 | 0 | 0.27942 | 0.5391 | 0.0001 | 0.016667 | 0.0002153 | 0
5720 | 1 | 0.00014674 | 0 | 0 | 0.0001586 | 0.00011416 | 0 | 0.28503 | 0.5619 | 0.0001 | 0.025 | 0.013328 | 0
5721 | 1 | 0.0001597 | 0 | 0 | 0.00014685 | 0.00011416 | 0 | 0.26021 | 0.5925 | 0.0001 | 0.016667 | 0.027934 | 0
5722 | 1 | 0.00016626 | 2.7049e-06 | 0 | 0.00016448 | 0.00011416 | 0 | 0.253 | 0.6213 | 0.0001 | 0.0083333 | 0.023343 | 0
5723 | 1 | 0.00017564 | 9.5807e-06 | 0 | 0.00018797 | 0.00011416 | 0 | 0.23539 | 0.6282 | 0.0001 | 0.0083333 | 0.01181 | 0
5724 | 1 | 0.00016787 | 1.4903e-05 | 0 | 0.00020677 | 0.00011416 | 0 | 0.18094 | 0.6114 | 0.0001 | 0 | 0.0013373 | 0
5725 | 1 | 0.00016705 | 1.7696e-05 | 0 | 0.00018797 | 0.00011416 | 0 | 0.15773 | 0.5988 | 0.0001 | 0 | 0.0093331 | 0
5726 | 1 | 0.00016382 | 1.8533e-05 | 0 | 0.00019032 | 0.00011416 | 0 | 0.14892 | 0.5881 | 0.0001 | 0 | 0.04974 | 0
5727 | 1 | 0.00016083 | 2.0017e-05 | 0 | 0.00021382 | 0.00011416 | 0 | 0.1289 | 0.5862 | 0.0001 | 0.016667 | 0.0609 | 0
5728 | 1 | 0.00015474 | 2.2338e-05 | 0 | 0.00022322 | 0.00011416 | 0 | 0.11289 | 0.5747 | 0.0001 | 0.025 | 0.040656 | 0
5729 | 1 | 0.00015296 | 2.6665e-05 | 0 | 0.00022322 | 0.00011416 | 0 | 0.089672 | 0.5592 | 0.0001 | 0.025 | 0.012279 | 0
5730 | 1 | 0.00014485 | 3.396e-05 | 0 | 0.00016448 | 0.00011416 | 0 | 0.064852 | 0.5254 | 0.0001 | 0.025 | 0.00088065 | 0
5731 | 1 | 0.00013333 | 4.2459e-05 | 0 | 0.00011748 | 0.00011416 | 0 | 0.052042 | 0.4729 | 0.0001 | 0.033333 | 0.0002153 | 0
5732 | 1 | 0.00012719 | 4.7241e-05 | 0 | 8.8113e-05 | 0.00011416 | 0 | 0.043235 | 0.4196 | 0.0001 | 0.033333 | 0.013328 | 0
5733 | 1 | 0.00012367 | 5.0643e-05 | 0 | 5.8742e-05 | 0.00011416 | 0 | 0.03763 | 0.3832 | 0.0001 | 0.033333 | 0.027934 | 0
5734 | 1 | 0.0001132 | 5.361e-05 | 0 | 3.7595e-05 | 0.00011416 | 0 | 0.036029 | 0.3685 | 0.0001 | 0.033333 | 0.023343 | 0
5735 | 1 | 9.4186e-05 | 5.7519e-05 | 0 | 2.3497e-05 | 0.00011416 | 0 | 0.040032 | 0.3546 | 0.0001 | 0.041667 | 0.01181 | 0
5736 | 1 | 7.0329e-05 | 6.3924e-05 | 0 | 9.3987e-06 | 0.00011416 | 0 | 0.044035 | 0.3239 | 0.0001 | 0.066667 | 0.0013373 | 0
5737 | 1 | 5.3502e-05 | 7.0363e-05 | 0 | 5.8742e-06 | 0.00011416 | 0 | 0.046437 | 0.2935 | 0.0001 | 0.05 | 0.012157 | 0
5738 | 1 | 4.1048e-05 | 7.5634e-05 | 0 | 2.3497e-06 | 0.00011416 | 0 | 0.043235 | 0.2605 | 0.0001 | 0.033333 | 0.062188 | 0
5739 | 1 | 3.8904e-05 | 8.1742e-05 | 0 | 1.1748e-06 | 0.00011416 | 0 | 0.038431 | 0.223 | 0.0001 | 0.041667 | 0.076735 | 0
5740 | 1 | 4.2012e-05 | 8.785e-05 | 0 | 1.4098e-05 | 0.00011416 | 0 | 0.052842 | 0.1804 | 0.0001 | 0.05 | 0.050594 | 0
5741 | 1 | 5.2164e-05 | 9.4778e-05 | 0 | 3.7595e-05 | 0.00011416 | 0 | 0.046437 | 0.1461 | 0.0001 | 0.05 | 0.015193 | 0
5742 | 1 | 7.939e-05 | 7.949e-05 | 0 | 9.3987e-05 | 0.00011416 | 0 | 0.036829 | 0.118 | 0.0001 | 0.033333 | 0.00094279 | 0
5743 | 1 | 0.00010818 | 5.108e-05 | 0 | 0.0001821 | 0.00011416 | 0.073933 | 0.024019 | 0.0988 | 0.0001 | 0.025 | 0.00045479 | 0.073933
5744 | 1 | 0.00013853 | 1.7294e-05 | 0 | 0.0001586 | 0.00011416 | 0.27671 | 0.015212 | 0.0907 | 0.0001 | 0.075 | 0.01812 | 0.27671
5745 | 1 | 0.0001577 | 0 | 0 | 0.00014685 | 0.00011416 | 0.24494 | 0.0064051 | 0.0939 | 0.0001 | 0.075 | 0.034965 | 0.24494
5746 | 1 | 0.00016638 | 0 | 0 | 0.00016448 | 0.00011416 | 0.34954 | 0.0048038 | 0.1102 | 0.0001 | 0.025 | 0.027752 | 0.34954
5747 | 1 | 0.00017024 | 0 | 0 | 0.00018797 | 0.00011416 | 0.45207 | 0.0056045 | 0.1356 | 0.0001 | 0.0083333 | 0.013088 | 0.45207
5748 | 1 | 0.00016386 | 0 | 0 | 0.00020677 | 0.00011416 | 0.36241 | 0.0056045 | 0.1527 | 0.0001 | 0.0083333 | 0.0013373 | 0.36241
5749 | 1 | 0.00015915 | 0 | 0 | 0.00018797 | 0.00011416 | 0 | 0.0056045 | 0.1633 | 0.0001 | 0 | 0.017378 | 0
5750 | 1 | 0.00015353 | 0 | 0 | 0.00019032 | 0.00011416 | 0.19879 | 0.0048038 | 0.1692 | 0.0001 | 0 | 0.084504 | 0.19879
5751 | 1 | 0.00014468 | 0 | 0 | 0.00021382 | 0.00011416 | 0.2317 | 0.0048038 | 0.175 | 0.0001 | 0.016667 | 0.10529 | 0.2317
5752 | 1 | 0.0001399 | 0 | 0 | 0.00022322 | 0.00011416 | 0.2499 | 0.0040032 | 0.1923 | 0.0001 | 0.083333 | 0.068347 | 0.2499
5753 | 1 | 0.00013801 | 0 | 0 | 0.00022322 | 0.00011416 | 0.24735 | 0.0056045 | 0.2108 | 0.0001 | 0.091667 | 0.020374 | 0.24735
5754 | 1 | 0.00012938 | 0 | 0 | 0.00016448 | 0.00011416 | 0.066924 | 0.0056045 | 0.2331 | 0.0001 | 0.091667 | 0.0010414 | 0.066924
5755 | 1 | 0.00011576 | 0 | 0 | 0.00011748 | 0.00011416 | 0 | 0.0040032 | 0.2688 | 0.0001 | 0.025 | 0.0010722 | 0
5756 | 1 | 0.00011066 | 1.4327e-05 | 0 | 8.8113e-05 | 0.00011416 | 0 | 0.0040032 | 0.2844 | 0.0001 | 0 | 0.02727 | 0
5757 | 1 | 0.00011242 | 2.5933e-05 | 0 | 5.8742e-05 | 0.00011416 | 0 | 0.0032026 | 0.2778 | 0.0001 | 0 | 0.047581 | 0
5758 | 1 | 0.00010416 | 3.6473e-05 | 0 | 3.7595e-05 | 0.00011416 | 0 | 0.0056045 | 0.2543 | 0.0001 | 0 | 0.035355 | 0
5759 | 1 | 8.9044e-05 | 4.7467e-05 | 0 | 2.3497e-05 | 0.00011416 | 0 | 0.0048038 | 0.2159 | 0.0001 | 0.0083333 | 0.015172 | 0
5760 | 1 | 6.5008e-05 | 5.5233e-05 | 0 | 9.3987e-06 | 0.00011416 | 0 | 0.0040032 | 0.1684 | 0.0001 | 0.033333 | 0.0013373 | 0
5761 | 1 | 5.0538e-05 | 5.8689e-05 | 0 | 5.8742e-06 | 0.00011416 | 0 | 0.0040032 | 0.1355 | 0.0001 | 0.041667 | 0.025142 | 0
5762 | 1 | 4.0806e-05 | 6.5634e-05 | 0 | 2.3497e-06 | 0.00011416 | 0 | 0.0064051 | 0.1118 | 0.0001 | 0.016667 | 0.11662 | 0
5763 | 1 | 3.4649e-05 | 7.4447e-05 | 0 | 1.1748e-06 | 0.00011416 | 0 | 0.010408 | 0.0914 | 0.0001 | 0.016667 | 0.14666 | 0
5764 | 1 | 2.6327e-05 | 8.4028e-05 | 0 | 1.4098e-05 | 0.00011416 | 0 | 0.010408 | 0.0786 | 0.0001 | 0.025 | 0.0938 | 0
5765 | 1 | 2.8744e-05 | 9.1392e-05 | 0 | 3.7595e-05 | 0.00011416 | 0 | 0.010408 | 0.0716 | 0.0001 | 0.025 | 0.027767 | 0
5766 | 1 | 3.6859e-05 | 7.7466e-05 | 0 | 9.3987e-05 | 0.00011416 | 0 | 0.018415 | 0.0671 | 0.0001 | 0.025 | 0.0011648 | 0
5767 | 1 | 5.3844e-05 | 3.2389e-05 | 0 | 0.0001821 | 0.00011416 | 0.091817 | 0.029624 | 0.0567 | 0.0001 | 0.041667 | 0.0023023 | 0.091817
5768 | 1 | 7.9689e-05 | 0 | 0 | 0.0001586 | 0.00011416 | 0.28102 | 0.028022 | 0.0424 | 0.0001 | 0.041667 | 0.041324 | 0.28102
5769 | 1 | 0.00010097 | 0 | 0 | 0.00014685 | 0.00011416 | 0.50914 | 0.014412 | 0.0343 | 0.0001 | 0.041667 | 0.065756 | 0.50914
5770 | 1 | 0.00010977 | 0 | 0 | 0.00016448 | 0.00011416 | 0.47239 | 0.0056045 | 0.0284 | 0.0001 | 0.016667 | 0.045845 | 0.47239
5771 | 1 | 0.00011342 | 0 | 0.00028728 | 0.00018797 | 0.00011416 | 0.83089 | 0.0048038 | 0.0191 | 0.0001 | 0.016667 | 0.017871 | 0.83089
5772 | 1 | 0.00010424 | 0 | 0.0011131 | 0.00020677 | 0.00011416 | 0.82926 | 0.0048038 | 0.0091 | 0.0001 | 0.016667 | 0.0013373 | 0.82926
5773 | 1 | 9.2798e-05 | 0 | 0.0017347 | 0.00018797 | 0.00011416 | 0.90374 | 0.0072058 | 0.0028 | 0.0001 | 0.025 | 0.03493 | 0.90374
5774 | 1 | 8.0469e-05 | 0 | 0.0021624 | 0.00019032 | 0.00011416 | 0.80952 | 0.0056045 | 0.0005 | 0.0001 | 0.025 | 0.15599 | 0.80952
5775 | 1 | 7.2209e-05 | 0 | 0.002337 | 0.00021382 | 0.00011416 | 0.22464 | 0.0048038 | 0.0041 | 0.0001 | 0.025 | 0.19764 | 0.22464
5776 | 1 | 7.1271e-05 | 0 | 0.0022382 | 0.00022322 | 0.00011416 | 0.43834 | 0.0056045 | 0.0178 | 0.0001 | 0.025 | 0.1249 | 0.43834
5777 | 1 | 7.6085e-05 | 0 | 0.0018031 | 0.00022322 | 0.00011416 | 0.2075 | 0.0072058 | 0.0419 | 0.0001 | 0.025 | 0.036762 | 0.2075
5778 | 1 | 8.9536e-05 | 0 | 0.00039997 | 0.00016448 | 0.00011416 | 0.078735 | 0.01201 | 0.0857 | 0.0001 | 0.025 | 0.0012976 | 0.078735
5779 | 1 | 8.8145e-05 | 0 | 0 | 0.00011748 | 0.00011416 | 0 | 0.026421 | 0.1457 | 0.0001 | 0.025 | 0.0042308 | 0
5780 | 1 | 8.6352e-05 | 0 | 0 | 8.8113e-05 | 0.00011416 | 0 | 0.053643 | 0.1989 | 0.0001 | 0.025 | 0.059529 | 0
5781 | 1 | 8.9811e-05 | 0 | 0 | 5.8742e-05 | 0.00011416 | 0 | 0.095276 | 0.248 | 0.0001 | 0.025 | 0.088053 | 0
5782 | 1 | 8.1708e-05 | 0 | 0 | 3.7595e-05 | 0.00011416 | 0 | 0.14892 | 0.2805 | 0.0001 | 0.025 | 0.058228 | 0
5783 | 1 | 7.0852e-05 | 0 | 0 | 2.3497e-05 | 0.00011416 | 0 | 0.15452 | 0.2364 | 0.0001 | 0.025 | 0.020871 | 0
5784 | 1 | 5.4583e-05 | 0 | 0 | 9.3987e-06 | 0.00011416 | 0 | 0.16733 | 0.17 | 0.0001 | 0.025 | 0.0013373 | 0
5785 | 1 | 3.997e-05 | 0 | 0 | 5.8742e-06 | 0.00011416 | 0 | 0.15773 | 0.1364 | 0.0001 | 0.05 | 0.045108 | 0
5786 | 1 | 3.1142e-05 | 0 | 0 | 2.3497e-06 | 0.00011416 | 0 | 0.19215 | 0.1887 | 0.0001 | 0.058333 | 0.19607 | 0
5787 | 1 | 2.5176e-05 | 0 | 0 | 1.1748e-06 | 0.00011416 | 0 | 0.20496 | 0.2808 | 0.0001 | 0.033333 | 0.24976 | 0
5788 | 1 | 2.6117e-05 | 0 | 0 | 1.4098e-05 | 0.00011416 | 0 | 0.21297 | 0.328 | 0.0001 | 0.016667 | 0.15647 | 0
5789 | 1 | 2.5964e-05 | 0 | 0 | 3.7595e-05 | 0.00011416 | 0 | 0.13291 | 0.3128 | 0.0001 | 0.016667 | 0.045866 | 0
5790 | 1 | 3.27e-05 | 0 | 0 | 9.3987e-05 | 0.00011416 | 0 | 0.14812 | 0.2642 | 0.0001 | 0.016667 | 0.0014192 | 0
5791 | 1 | 3.9571e-05 | 0 | 0 | 0.0001821 | 0.00011416 | 0.018731 | 0.13371 | 0.2053 | 0.0001 | 0.05 | 0.0065588 | 0.018731
5792 | 1 | 5.5551e-05 | 0 | 0 | 0.0001586 | 0.00011416 | 0.2659 | 0.067254 | 0.1483 | 0.0001 | 0.041667 | 0.078843 | 0.2659
5793 | 1 | 6.8684e-05 | 0 | 0.00049142 | 0.00014685 | 0.00011416 | 0.49055 | 0.026421 | 0.1054 | 0.0001 | 0.025 | 0.11077 | 0.49055
5794 | 1 | 6.597e-05 | 0 | 0.0022705 | 0.00016448 | 0.00011416 | 0.68457 | 0.020016 | 0.0749 | 0.0001 | 0.033333 | 0.070468 | 0.68457
5795 | 1 | 5.8495e-05 | 0 | 0.0037475 | 0.00018797 | 0.00011416 | 0.80141 | 0.024019 | 0.0515 | 0.0001 | 0.05 | 0.023696 | 0.80141
5796 | 1 | 5.1361e-05 | 0 | 0.0046463 | 0.00020677 | 0.00011416 | 0.82762 | 0.033627 | 0.0354 | 0.0001 | 0.05 | 0.0013373 | 0.82762
5797 | 1 | 3.7378e-05 | 0 | 0.0052079 | 0.00018797 | 0.00011416 | 0.82554 | 0.057646 | 0.0261 | 0.0001 | 0.041667 | 0.057093 | 0.82554
5798 | 1 | 2.8765e-05 | 0 | 0.0052301 | 0.00019032 | 0.00011416 | 0.75125 | 0.070456 | 0.028 | 0.0001 | 0.016667 | 0.24249 | 0.75125
5799 | 1 | 2.8158e-05 | 0 | 0.0047839 | 0.00021382 | 0.00011416 | 0.49148 | 0.056045 | 0.0545 | 0.0001 | 0.0083333 | 0.31032 | 0.49148
5800 | 1 | 3.2745e-05 | 0 | 0.0042039 | 0.00022322 | 0.00011416 | 0.2587 | 0.045637 | 0.0943 | 0.0001 | 0.0083333 | 0.19297 | 0.2587
5801 | 1 | 4.4178e-05 | 0 | 0.0034723 | 0.00022322 | 0.00011416 | 0.078791 | 0.032826 | 0.1853 | 0.0001 | 0.0083333 | 0.056361 | 0.078791
5802 | 1 | 6.4594e-05 | 0 | 0.0021227 | 0.00016448 | 0.00011416 | 0.038577 | 0.020817 | 0.2607 | 0.0001 | 0 | 0.0015481 | 0.038577
5803 | 1 | 7.9368e-05 | 0 | 0.0009348 | 0.00011748 | 0.00011416 | 0 | 0.016013 | 0.1738 | 0.0001 | 0 | 0.0096143 | 0
5804 | 1 | 9.1785e-05 | 0 | 0.00014964 | 8.8113e-05 | 0.00011416 | 0 | 0.021617 | 0.2153 | 0.0001 | 0 | 0.10194 | 0
5805 | 1 | 0.00010319 | 0 | 0 | 5.8742e-05 | 0.00011416 | 0 | 0.031225 | 0.2434 | 0.0001 | 0.0083333 | 0.13708 | 0
5806 | 1 | 9.3758e-05 | 0 | 0 | 3.7595e-05 | 0.00011416 | 0 | 0.065653 | 0.2327 | 0.0001 | 0.058333 | 0.084313 | 0
5807 | 1 | 7.5189e-05 | 0 | 0 | 2.3497e-05 | 0.00011416 | 0 | 0.082466 | 0.1839 | 0.0001 | 0.058333 | 0.026764 | 0
5808 | 1 | 5.2772e-05 | 0 | 0 | 9.3987e-06 | 0.00011416 | 0 | 0.10088 | 0.1379 | 0.0001 | 0.0083333 | 0.0013373 | 0
5809 | 1 | 4.4913e-05 | 0 | 0 | 5.8742e-06 | 0.00011416 | 0 | 0.10969 | 0.1278 | 0.0001 | 0.025 | 0.068568 | 0
5810 | 1 | 3.7706e-05 | 0 | 0 | 2.3497e-06 | 0.00011416 | 0 | 0.1201 | 0.1292 | 0.0001 | 0.083333 | 0.28635 | 0
5811 | 1 | 3.6547e-05 | 0 | 0 | 1.1748e-06 | 0.00011416 | 0 | 0.13931 | 0.0887 | 0.0001 | 0.075 | 0.36769 | 0
5812 | 1 | 3.9427e-05 | 0 | 0 | 1.4098e-05 | 0.00011416 | 0 | 0.11449 | 0.0434 | 0.0001 | 0.05 | 0.22739 | 0
5813 | 1 | 5.4112e-05 | 0 | 0 | 3.7595e-05 | 0.00011416 | 0 | 0.079263 | 0.0208 | 0.0001 | 0.0083333 | 0.066242 | 0
5814 | 1 | 8.3727e-05 | 0 | 0 | 9.3987e-05 | 0.00011416 | 0 | 0.079263 | 0.0096 | 0.0001 | 0 | 0.0016614 | 0
5815 | 1 | 0.00011523 | 0 | 0 | 0.0001821 | 0.00011416 | 0.073454 | 0.10408 | 0.0082 | 0.0001 | 0 | 0.012788 | 0.073454
5816 | 1 | 0.00014395 | 0 | 0 | 0.0001586 | 0.00011416 | 0.17664 | 0.14732 | 0.0028 | 0.0001 | 0 | 0.12432 | 0.17664
5817 | 1 | 0.00015453 | 0 | 0.00076207 | 0.00014685 | 0.00011416 | 0.46457 | 0.13531 | 0.009 | 0.0001 | 0 | 0.16196 | 0.46457
5818 | 1 | 0.00014847 | 0 | 0.0025181 | 0.00016448 | 0.00011416 | 0.67281 | 0.11129 | 0.0169 | 0.0001 | 0.0083333 | 0.097148 | 0.67281
5819 | 1 | 0.00014764 | 0 | 0.0036496 | 0.00018797 | 0.00011416 | 0.75817 | 0.11289 | 0.0195 | 0.0001 | 0.025 | 0.029515 | 0.75817
5820 | 1 | 0.00013945 | 0 | 0.0040283 | 0.00020677 | 0.00011416 | 0.8724 | 0.14492 | 0.0236 | 0.0001 | 0.025 | 0.0013373 | 0.8724
5821 | 1 | 0.00013777 | 0 | 0.0040376 | 0.00018797 | 0.00011416 | 0.85363 | 0.13611 | 0.0276 | 0.0001 | 0.025 | 0.078782 | 0.85363
5822 | 1 | 0.0001411 | 0 | 0.0037281 | 0.00019032 | 0.00011416 | 0.33522 | 0.21377 | 0.0188 | 0.0001 | 0 | 0.32501 | 0.33522
5823 | 1 | 0.00014317 | 0 | 0.002846 | 0.00021382 | 0.00011416 | 0.012792 | 0.26261 | 0.0089 | 0.0001 | 0 | 0.41838 | 0.012792
5824 | 1 | 0.00014735 | 0 | 0.0016341 | 0.00022322 | 0.00011416 | 0 | 0.20416 | 0.0181 | 0.0001 | 0 | 0.25771 | 0
5825 | 1 | 0.00015444 | 0 | 0.00050343 | 0.00022322 | 0.00011416 | 0.032036 | 0.14732 | 0.0942 | 0.0001 | 0 | 0.074929 | 0.032036
5826 | 1 | 0.00015848 | 0 | 0 | 0.00016448 | 0.00011416 | 0 | 0.1225 | 0.209 | 0.0001 | 0 | 0.0017558 | 0
5827 | 1 | 0.00014544 | 0 | 0 | 0.00011748 | 0.00011416 | 0 | 0.11369 | 0.2582 | 0.0001 | 0 | 0.015778 | 0
5828 | 1 | 0.00014087 | 0 | 0 | 8.8113e-05 | 0.00011416 | 0 | 0.1193 | 0.4328 | 0.0001 | 0 | 0.14442 | 0
5829 | 1 | 0.00013626 | 0 | 0 | 5.8742e-05 | 0.00011416 | 0 | 0.1201 | 0.4995 | 0.0001 | 0 | 0.1839 | 0
5830 | 1 | 0.00012419 | 0 | 0 | 3.7595e-05 | 0.00011416 | 0 | 0.14732 | 0.4937 | 0.0001 | 0 | 0.10831 | 0
5831 | 1 | 0.00010016 | 0 | 0 | 2.3497e-05 | 0.00011416 | 0 | 0.13931 | 0.4688 | 0.0001 | 0 | 0.031847 | 0
5832 | 1 | 8.025e-05 | 0 | 0 | 9.3987e-06 | 0.00011416 | 0 | 0.1209 | 0.4485 | 0.0001 | 0 | 0.0013373 | 0
5833 | 1 | 6.9494e-05 | 0 | 0 | 5.8742e-06 | 0.00011416 | 0 | 0.082466 | 0.4009 | 0.0001 | 0 | 0.087075 | 0
5834 | 1 | 6.1693e-05 | 2.2512e-06 | 0 | 2.3497e-06 | 0.00011416 | 0 | 0.08807 | 0.3913 | 0.0001 | 0.033333 | 0.3562 | 0
5835 | 1 | 5.7405e-05 | 6.2824e-06 | 0 | 1.1748e-06 | 0.00011416 | 0 | 0.085669 | 0.4083 | 0.0001 | 0.091667 | 0.4593 | 0
5836 | 1 | 5.9645e-05 | 1.0593e-05 | 0 | 1.4098e-05 | 0.00011416 | 0 | 0.070456 | 0.4117 | 0.0001 | 0.083333 | 0.28213 | 0
5837 | 1 | 6.9706e-05 | 1.5252e-05 | 0 | 3.7595e-05 | 0.00011416 | 0 | 0.06245 | 0.4346 | 0.0001 | 0.025 | 0.081921 | 0
5838 | 1 | 0.00010459 | 1.7469e-05 | 0 | 9.3987e-05 | 0.00011416 | 0 | 0.069656 | 0.4078 | 0.0001 | 0 | 0.001829 | 0
5839 | 1 | 0.00013969 | 1.5462e-05 | 0 | 0.0001821 | 0.00011416 | 0.0010251 | 0.1249 | 0.3566 | 0.0001 | 0 | 0.018303 | 0.0010251
5840 | 1 | 0.0001586 | 1.0575e-05 | 0 | 0.0001586 | 0.00011416 | 0 | 0.15292 | 0.3075 | 0.0001 | 0 | 0.16083 | 0
5841 | 1 | 0.00017121 | 3.2983e-06 | 0 | 0.00014685 | 0.00011416 | 0.0071871 | 0.14412 | 0.2791 | 0.0001 | 0 | 0.20159 | 0.0071871
5842 | 1 | 0.00017857 | 0 | 0 | 0.00016448 | 0.00011416 | 0 | 0.1305 | 0.2656 | 0.0001 | 0 | 0.11721 | 0
5843 | 1 | 0.00018402 | 0 | 0 | 0.00018797 | 0.00011416 | 0.0045017 | 0.11849 | 0.2478 | 0.0001 | 0.016667 | 0.033674 | 0.0045017
5844 | 1 | 0.00017357 | 0 | 0 | 0.00020677 | 0.00011416 | 0.0030086 | 0.1201 | 0.225 | 0.0001 | 0.066667 | 0.0013373 | 0.0030086
5845 | 1 | 0.00017127 | 0 | 0 | 0.00018797 | 0.00011416 | 0 | 0.1217 | 0.2024 | 0.0001 | 0.025 | 0.095931 | 0
5846 | 1 | 0.00016526 | 0 | 0 | 0.00019032 | 0.00011416 | 0.047101 | 0.1265 | 0.182 | 0.0001 | 0 | 0.38931 | 0.047101
5847 | 1 | 0.0001614 | 0 | 0 | 0.00021382 | 0.00011416 | 0 | 0.1273 | 0.1631 | 0.0001 | 0 | 0.50281 | 0
5848 | 1 | 0.00015696 | 0 | 0 | 0.00022322 | 0.00011416 | 0.013527 | 0.10168 | 0.139 | 0.0001 | 0 | 0.30805 | 0.013527
5849 | 1 | 0.00015919 | 0 | 0 | 0.00022322 | 0.00011416 | 0 | 0.085669 | 0.1075 | 0.0001 | 0.025 | 0.089335 | 0
5850 | 1 | 0.00014993 | 0 | 0 | 0.00016448 | 0.00011416 | 0.0069309 | 0.059247 | 0.0789 | 0.0001 | 0.033333 | 0.0019042 | 0.0069309
5851 | 1 | 0.00013095 | 3.7363e-05 | 0 | 0.00011748 | 0.00011416 | 0 | 0.043235 | 0.0544 | 0.0001 | 0.025 | 0.021085 | 0
5852 | 1 | 0.00012738 | 5.6053e-05 | 0 | 8.8113e-05 | 0.00011416 | 0 | 0.03763 | 0.0347 | 0.0001 | 0.0083333 | 0.17845 | 0
5853 | 1 | 0.00012447 | 6.6925e-05 | 0 | 5.8742e-05 | 0.00011416 | 0 | 0.031225 | 0.024 | 0.0001 | 0.0083333 | 0.22038 | 0
5854 | 1 | 0.00011561 | 7.5564e-05 | 0 | 3.7595e-05 | 0.00011416 | 0 | 0.029624 | 0.0202 | 0.0001 | 0 | 0.1266 | 0
5855 | 1 | 9.678e-05 | 8.1916e-05 | 0 | 2.3497e-05 | 0.00011416 | 0 | 0.026421 | 0.0218 | 0.0001 | 0 | 0.03557 | 0
5856 | 1 | 7.1381e-05 | 8.6488e-05 | 0 | 9.3987e-06 | 0.00011416 | 0 | 0.019215 | 0.0308 | 0.0001 | 0 | 0.0013373 | 0
5857 | 1 | 6.012e-05 | 9.1287e-05 | 0 | 5.8742e-06 | 0.00011416 | 0 | 0.014412 | 0.0427 | 0.0001 | 0.0083333 | 0.099011 | 0
5858 | 1 | 4.8695e-05 | 9.9542e-05 | 0 | 2.3497e-06 | 0.00011416 | 0 | 0.014412 | 0.0509 | 0.0001 | 0.025 | 0.40079 | 0
5859 | 1 | 4.6046e-05 | 0.00010853 | 0 | 1.1748e-06 | 0.00011416 | 0 | 0.01201 | 0.0525 | 0.0001 | 0.033333 | 0.5179 | 0
5860 | 1 | 4.5454e-05 | 0.00011488 | 0 | 1.4098e-05 | 0.00011416 | 0 | 0.01201 | 0.0491 | 0.0001 | 0.041667 | 0.31703 | 0
5861 | 1 | 5.9737e-05 | 0.00011959 | 0 | 3.7595e-05 | 0.00011416 | 0 | 0.014412 | 0.0457 | 0.0001 | 0.05 | 0.091902 | 0
5862 | 1 | 9.3153e-05 | 0.00010605 | 0 | 9.3987e-05 | 0.00011416 | 0 | 0.025621 | 0.043 | 0.0001 | 0.05 | 0.0019297 | 0
5863 | 1 | 0.0001289 | 6.696e-05 | 0 | 0.0001821 | 0.00011416 | 0.089243 | 0.031225 | 0.0403 | 0.0001 | 0.041667 | 0.022071 | 0.089243
5864 | 1 | 0.00015336 | 3.047e-05 | 0 | 0.0001586 | 0.00011416 | 0.23338 | 0.029624 | 0.0398 | 0.0001 | 0.0083333 | 0.18459 | 0.23338
5865 | 1 | 0.00016928 | 2.2338e-06 | 0 | 0.00014685 | 0.00011416 | 0.45917 | 0.020016 | 0.0423 | 0.0001 | 0.0083333 | 0.2269 | 0.45917
5866 | 1 | 0.00017761 | 0 | 0 | 0.00016448 | 0.00011416 | 0.29535 | 0.021617 | 0.0448 | 0.0001 | 0.05 | 0.12983 | 0.29535
5867 | 1 | 0.000182 | 0 | 0 | 0.00018797 | 0.00011416 | 0 | 0.026421 | 0.0442 | 0.0001 | 0.058333 | 0.036217 | 0
5868 | 1 | 0.00017103 | 0 | 0 | 0.00020677 | 0.00011416 | 0.0045351 | 0.032026 | 0.044 | 0.0001 | 0.058333 | 0.0013373 | 0.0045351
5869 | 1 | 0.00016941 | 0 | 0 | 0.00018797 | 0.00011416 | 0.20442 | 0.026421 | 0.0406 | 0.0001 | 0.05 | 0.099011 | 0.20442
5870 | 1 | 0.00016523 | 0 | 0 | 0.00019032 | 0.00011416 | 0 | 0.027222 | 0.0334 | 0.0001 | 0.041667 | 0.40079 | 0
5871 | 1 | 0.00016314 | 0 | 0 | 0.00021382 | 0.00011416 | 0.0057497 | 0.032826 | 0.0265 | 0.0001 | 0.0083333 | 0.5179 | 0.0057497
5872 | 1 | 0.00015947 | 0 | 0 | 0.00022322 | 0.00011416 | 0.308 | 0.030424 | 0.0211 | 0.0001 | 0 | 0.31703 | 0.308
5873 | 1 | 0.00016061 | 0 | 0 | 0.00022322 | 0.00011416 | 0.002418 | 0.02482 | 0.0182 | 0.0001 | 0 | 0.091902 | 0.002418
5874 | 1 | 0.00015432 | 1.8202e-05 | 0 | 0.00016448 | 0.00011416 | 0.0085577 | 0.036829 | 0.0161 | 0.0001 | 0 | 0.0019297 | 0.0085577
5875 | 1 | 0.00013702 | 5.2057e-05 | 0 | 0.00011748 | 0.00011416 | 0 | 0.016013 | 0.0122 | 0.0001 | 0 | 0.022071 | 0
5876 | 1 | 0.0001359 | 6.4273e-05 | 0 | 8.8113e-05 | 0.00011416 | 0 | 0.014412 | 0.0071 | 0.0001 | 0 | 0.18459 | 0
5877 | 1 | 0.00012843 | 7.1131e-05 | 0 | 5.8742e-05 | 0.00011416 | 0 | 0.011209 | 0.0036 | 0.0001 | 0 | 0.2269 | 0
5878 | 1 | 0.00011561 | 7.4971e-05 | 0 | 3.7595e-05 | 0.00011416 | 0 | 0.011209 | 0.0026 | 0.0001 | 0 | 0.12983 | 0
5879 | 1 | 9.4942e-05 | 7.8339e-05 | 0 | 2.3497e-05 | 0.00011416 | 0 | 0.0072058 | 0.0038 | 0.0001 | 0 | 0.036217 | 0
5880 | 1 | 7.1488e-05 | 8.237e-05 | 0 | 9.3987e-06 | 0.00011416 | 0 | 0.0080064 | 0.0094 | 0.0001 | 0 | 0.0013373 | 0
5881 | 1 | 5.7802e-05 | 9.2666e-05 | 0 | 5.8742e-06 | 0.00011416 | 0 | 0.0096077 | 0.0221 | 0.0001 | 0 | 0.099011 | 0
5882 | 1 | 4.6448e-05 | 0.00010527 | 0 | 2.3497e-06 | 0.00011416 | 0 | 0.010408 | 0.0398 | 0.0001 | 0 | 0.40079 | 0
5883 | 1 | 4.3906e-05 | 0.00012108 | 0 | 1.1748e-06 | 0.00011416 | 0 | 0.016013 | 0.0552 | 0.0001 | 0.0083333 | 0.5179 | 0
5884 | 1 | 4.3209e-05 | 0.00013429 | 0 | 1.4098e-05 | 0.00011416 | 0 | 0.020817 | 0.0682 | 0.0001 | 0.033333 | 0.31703 | 0
5885 | 1 | 5.6616e-05 | 0.0001438 | 0 | 3.7595e-05 | 0.00011416 | 0 | 0.024019 | 0.0813 | 0.0001 | 0.033333 | 0.091902 | 0
5886 | 1 | 9.035e-05 | 0.00013328 | 0 | 9.3987e-05 | 0.00011416 | 0 | 0.02482 | 0.0948 | 0.0001 | 0.033333 | 0.0019297 | 0
5887 | 1 | 0.00012414 | 9.2875e-05 | 0 | 0.0001821 | 0.00011416 | 0.013951 | 0.029624 | 0.1126 | 0.0001 | 0.025 | 0.022071 | 0.013951
5888 | 1 | 0.00014689 | 5.7851e-05 | 0 | 0.0001586 | 0.00011416 | 0.020481 | 0.03763 | 0.1282 | 0.0001 | 0.016667 | 0.18459 | 0.020481
5889 | 1 | 0.00016025 | 2.6002e-05 | 0 | 0.00014685 | 0.00011416 | 0.41773 | 0.033627 | 0.1392 | 0.0001 | 0.016667 | 0.2269 | 0.41773
5890 | 1 | 0.00016498 | 5.7764e-06 | 0 | 0.00016448 | 0.00011416 | 0.75683 | 0.036029 | 0.1491 | 0.0001 | 0.016667 | 0.12983 | 0.75683
5891 | 1 | 0.00017044 | 0 | 0 | 0.00018797 | 0.00011416 | 0.17615 | 0.04964 | 0.1543 | 0.0001 | 0.025 | 0.036217 | 0.17615
5892 | 1 | 0.00016202 | 0 | 0 | 0.00020677 | 0.00011416 | 0.21899 | 0.07446 | 0.1505 | 0.0001 | 0.041667 | 0.0013373 | 0.21899
5893 | 1 | 0.00015997 | 0 | 0 | 0.00018797 | 0.00011416 | 0 | 0.07446 | 0.1443 | 0.0001 | 0.033333 | 0.092915 | 0
5894 | 1 | 0.00015998 | 0 | 0 | 0.00019032 | 0.00011416 | 0 | 0.11289 | 0.1332 | 0.0001 | 0.025 | 0.37805 | 0
5895 | 1 | 0.00015647 | 1.9022e-06 | 0 | 0.00021382 | 0.00011416 | 0.78887 | 0.076861 | 0.1164 | 0.0001 | 0.016667 | 0.48802 | 0.78887
5896 | 1 | 0.00015329 | 1.1012e-05 | 0 | 0.00022322 | 0.00011416 | 0 | 0.072058 | 0.0995 | 0.0001 | 0.0083333 | 0.29924 | 0
5897 | 1 | 0.00015574 | 2.1919e-05 | 0 | 0.00022322 | 0.00011416 | 0.28569 | 0.084868 | 0.0813 | 0.0001 | 0.0083333 | 0.086816 | 0.28569
5898 | 1 | 0.00015057 | 3.9911e-05 | 0 | 0.00016448 | 0.00011416 | 0.00079114 | 0.083267 | 0.0713 | 0.0001 | 0.0083333 | 0.0018789 | 0.00079114
5899 | 1 | 0.00013394 | 7.2527e-05 | 0 | 0.00011748 | 0.00011416 | 0 | 0.056045 | 0.0709 | 0.0001 | 0 | 0.020128 | 0
5900 | 1 | 0.00012917 | 8.7884e-05 | 0 | 8.8113e-05 | 0.00011416 | 0 | 0.032026 | 0.0765 | 0.0001 | 0 | 0.17244 | 0
5901 | 1 | 0.00012057 | 9.9036e-05 | 0 | 5.8742e-05 | 0.00011416 | 0 | 0.032826 | 0.0912 | 0.0001 | 0 | 0.214 | 0
5902 | 1 | 0.00011177 | 0.00010931 | 0 | 3.7595e-05 | 0.00011416 | 0 | 0.053643 | 0.1185 | 0.0001 | 0 | 0.12342 | 0
5903 | 1 | 9.1674e-05 | 0.0001175 | 0 | 2.3497e-05 | 0.00011416 | 0 | 0.072058 | 0.148 | 0.0001 | 0 | 0.03493 | 0
5904 | 1 | 6.8096e-05 | 0.00012315 | 0 | 9.3987e-06 | 0.00011416 | 0 | 0.092074 | 0.1742 | 0.0001 | 0 | 0.0013373 | 0
5905 | 1 | 5.2571e-05 | 0.00012692 | 0 | 5.8742e-06 | 0.00011416 | 0 | 0.10248 | 0.2006 | 0.0001 | 0 | 0.087075 | 0
5906 | 1 | 3.8879e-05 | 0.00012956 | 0 | 2.3497e-06 | 0.00011416 | 0 | 0.11689 | 0.2229 | 0.0001 | 0.0083333 | 0.3562 | 0
5907 | 1 | 3.7552e-05 | 0.00013146 | 0 | 1.1748e-06 | 0.00011416 | 0 | 0.13291 | 0.2505 | 0.0001 | 0.05 | 0.4593 | 0
5908 | 1 | 3.8245e-05 | 0.00013465 | 0 | 1.4098e-05 | 0.00011416 | 0 | 0.1257 | 0.2814 | 0.0001 | 0.05 | 0.28213 | 0
5909 | 1 | 5.1478e-05 | 0.00013785 | 0 | 3.7595e-05 | 0.00011416 | 0 | 0.13851 | 0.3154 | 0.0001 | 0.0083333 | 0.081921 | 0
5910 | 1 | 8.6548e-05 | 0.00013038 | 0 | 9.3987e-05 | 0.00011416 | 0 | 0.13771 | 0.3518 | 0.0001 | 0 | 0.001829 | 0
5911 | 1 | 0.00012366 | 9.853e-05 | 0 | 0.0001821 | 0.00011416 | 0.0011031 | 0.13131 | 0.3819 | 0.0001 | 0 | 0.018303 | 0.0011031
5912 | 1 | 0.0001464 | 6.4831e-05 | 0 | 0.0001586 | 0.00011416 | 0.016581 | 0.1249 | 0.4124 | 0.0001 | 0.016667 | 0.16083 | 0.016581
5913 | 1 | 0.00016403 | 3.4745e-05 | 0 | 0.00014685 | 0.00011416 | 0.55384 | 0.10809 | 0.4291 | 0.0001 | 0.033333 | 0.20159 | 0.55384
5914 | 1 | 0.00017036 | 1.6718e-05 | 0 | 0.00016448 | 0.00011416 | 0.36436 | 0.11609 | 0.446 | 0.0001 | 0.025 | 0.11721 | 0.36436
5915 | 1 | 0.00017155 | 7.696e-06 | 0 | 0.00018797 | 0.00011416 | 0.15886 | 0.14892 | 0.467 | 0.0001 | 0.016667 | 0.033674 | 0.15886
5916 | 1 | 0.00016527 | 1.2041e-06 | 0 | 0.00020677 | 0.00011416 | 0.025996 | 0.15452 | 0.475 | 0.0001 | 0.016667 | 0.0013373 | 0.025996
5917 | 1 | 0.00016545 | 0 | 0 | 0.00018797 | 0.00011416 | 0 | 0.16974 | 0.4723 | 0.0001 | 0.016667 | 0.078782 | 0
5918 | 1 | 0.00016102 | 1.0296e-06 | 0 | 0.00019032 | 0.00011416 | 0.65724 | 0.19376 | 0.4689 | 0.0001 | 0.016667 | 0.32501 | 0.65724
5919 | 1 | 0.0001488 | 5.532e-06 | 0 | 0.00021382 | 0.00011416 | 0 | 0.19295 | 0.4634 | 0.0001 | 0.016667 | 0.41838 | 0
5920 | 1 | 0.00014697 | 1.2792e-05 | 0 | 0.00022322 | 0.00011416 | 0 | 0.20176 | 0.4458 | 0.0001 | 0.016667 | 0.25771 | 0
5921 | 1 | 0.00014589 | 2.6561e-05 | 0 | 0.00022322 | 0.00011416 | 0.022197 | 0.18975 | 0.4378 | 0.0001 | 0.0083333 | 0.074929 | 0.022197
5922 | 1 | 0.00013559 | 4.4885e-05 | 0 | 0.00016448 | 0.00011416 | 0.012714 | 0.18255 | 0.4615 | 0.0001 | 0.0083333 | 0.0017558 | 0.012714
5923 | 1 | 0.00011939 | 6.9962e-05 | 0 | 0.00011748 | 0.00011416 | 0 | 0.18255 | 0.4733 | 0.0001 | 0.0083333 | 0.015778 | 0
5924 | 1 | 0.00011738 | 7.9613e-05 | 0 | 8.8113e-05 | 0.00011416 | 0 | 0.18335 | 0.4577 | 0.0001 | 0.0083333 | 0.14442 | 0
5925 | 1 | 0.00010691 | 8.3487e-05 | 0 | 5.8742e-05 | 0.00011416 | 0 | 0.18255 | 0.4161 | 0.0001 | 0 | 0.1839 | 0
5926 | 1 | 0.0001012 | 8.5546e-05 | 0 | 3.7595e-05 | 0.00011416 | 0 | 0.20657 | 0.3722 | 0.0001 | 0 | 0.10831 | 0
5927 | 1 | 8.3638e-05 | 8.7047e-05 | 0 | 2.3497e-05 | 0.00011416 | 0 | 0.22498 | 0.3332 | 0.0001 | 0 | 0.031847 | 0
5928 | 1 | 6.2658e-05 | 8.8443e-05 | 0 | 9.3987e-06 | 0.00011416 | 0 | 0.23859 | 0.2942 | 0.0001 | 0 | 0.0013373 | 0
5929 | 1 | 4.7876e-05 | 9.0415e-05 | 0 | 5.8742e-06 | 0.00011416 | 0 | 0.21857 | 0.2427 | 0.0001 | 0 | 0.071033 | 0
5930 | 1 | 3.4892e-05 | 9.3451e-05 | 0 | 2.3497e-06 | 0.00011416 | 0 | 0.19055 | 0.2088 | 0.0001 | 0 | 0.29571 | 0
5931 | 1 | 3.155e-05 | 9.6558e-05 | 0 | 1.1748e-06 | 0.00011416 | 0 | 0.16413 | 0.1923 | 0.0001 | 0.0083333 | 0.37996 | 0
5932 | 1 | 2.9858e-05 | 9.9926e-05 | 0 | 1.4098e-05 | 0.00011416 | 0 | 0.15212 | 0.1889 | 0.0001 | 0.025 | 0.23473 | 0
5933 | 1 | 3.1708e-05 | 0.00010293 | 0 | 3.7595e-05 | 0.00011416 | 0 | 0.1297 | 0.1939 | 0.0001 | 0.025 | 0.068347 | 0
5934 | 1 | 3.8663e-05 | 9.9681e-05 | 0 | 9.3987e-05 | 0.00011416 | 0 | 0.1273 | 0.2022 | 0.0001 | 0.033333 | 0.0016847 | 0
5935 | 1 | 5.0573e-05 | 7.9002e-05 | 0 | 0.0001821 | 0.00011416 | 0.016859 | 0.1305 | 0.2016 | 0.0001 | 0.041667 | 0.013496 | 0.016859
5936 | 1 | 8.0604e-05 | 5.8217e-05 | 0 | 0.0001586 | 0.00011416 | 0.0069977 | 0.11849 | 0.1976 | 0.0001 | 0.05 | 0.12916 | 0.0069977
5937 | 1 | 0.00010337 | 3.6473e-05 | 0 | 0.00014685 | 0.00011416 | 0.001482 | 0.098479 | 0.2021 | 0.0001 | 0.058333 | 0.16727 | 0.001482
5938 | 1 | 0.00011306 | 1.958e-05 | 0 | 0.00016448 | 0.00011416 | 0.062411 | 0.098479 | 0.2094 | 0.0001 | 0.05 | 0.099862 | 0.062411
5939 | 1 | 0.00012529 | 9.6156e-06 | 0 | 0.00018797 | 0.00011416 | 0.0046131 | 0.10889 | 0.2607 | 0.0001 | 0.033333 | 0.030087 | 0.0046131
5940 | 1 | 0.00012193 | 4.3803e-06 | 0 | 0.00020677 | 0.00011416 | 0 | 0.1193 | 0.3515 | 0.0001 | 0.025 | 0.0013373 | 0
5941 | 1 | 0.00010634 | 6.0032e-06 | 0 | 0.00018797 | 0.00011416 | 0.11307 | 0.13131 | 0.4007 | 0.0001 | 0.025 | 0.061516 | 0.11307
5942 | 1 | 0.00010307 | 9.1444e-06 | 0 | 0.00019032 | 0.00011416 | 0 | 0.13531 | 0.4343 | 0.0001 | 0.025 | 0.25945 | 0
5943 | 1 | 0.00010351 | 1.3176e-05 | 0 | 0.00021382 | 0.00011416 | 0 | 0.16013 | 0.4745 | 0.0001 | 0.016667 | 0.33249 | 0
5944 | 1 | 0.00010381 | 1.9842e-05 | 0 | 0.00022322 | 0.00011416 | 0 | 0.18975 | 0.5151 | 0.0001 | 0.0083333 | 0.20629 | 0
5945 | 1 | 0.00010308 | 3.4501e-05 | 0 | 0.00022322 | 0.00011416 | 0 | 0.22018 | 0.5593 | 0.0001 | 0.0083333 | 0.060186 | 0
5946 | 1 | 0.00010034 | 5.1743e-05 | 0 | 0.00016448 | 0.00011416 | 0.0040226 | 0.20657 | 0.5877 | 0.0001 | 0.0083333 | 0.0015928 | 0.0040226
5947 | 1 | 8.8882e-05 | 7.5197e-05 | 0 | 0.00011748 | 0.00011416 | 0 | 0.16653 | 0.6047 | 0.0001 | 0.0083333 | 0.010812 | 0
5948 | 1 | 8.8282e-05 | 9.2701e-05 | 0 | 8.8113e-05 | 0.00011416 | 0 | 0.18415 | 0.6125 | 0.0001 | 0.0083333 | 0.11054 | 0
5949 | 1 | 8.5505e-05 | 0.00010479 | 0 | 5.8742e-05 | 0.00011416 | 0 | 0.21297 | 0.5968 | 0.0001 | 0.0083333 | 0.1467 | 0
5950 | 1 | 7.1576e-05 | 0.00011191 | 0 | 3.7595e-05 | 0.00011416 | 0 | 0.22338 | 0.5607 | 0.0001 | 0.0083333 | 0.089302 | 0
5951 | 1 | 6.0233e-05 | 0.00011713 | 0 | 2.3497e-05 | 0.00011416 | 0 | 0.19376 | 0.5253 | 0.0001 | 0 | 0.027843 | 0
5952 | 1 | 4.2862e-05 | 0.00012254 | 0 | 9.3987e-06 | 0.00011416 | 0 | 0.17614 | 0.5073 | 0.0001 | 0.025 | 0.0013373 | 0
5953 | 1 | 2.7716e-05 | 0.0001257 | 0 | 5.8742e-06 | 0.00011416 | 0 | 0.18335 | 0.5027 | 0.0001 | 0.033333 | 0.052888 | 0
5954 | 1 | 1.6107e-05 | 0.00012434 | 0 | 2.3497e-06 | 0.00011416 | 0 | 0.17374 | 0.5098 | 0.0001 | 0.041667 | 0.22628 | 0
5955 | 1 | 1.1868e-05 | 0.00011954 | 0 | 1.1748e-06 | 0.00011416 | 0 | 0.16813 | 0.5299 | 0.0001 | 0.041667 | 0.28916 | 0
5956 | 1 | 1.1858e-05 | 0.00011349 | 0 | 1.4098e-05 | 0.00011416 | 0 | 0.16653 | 0.5415 | 0.0001 | 0.05 | 0.18023 | 0
5957 | 1 | 1.4707e-05 | 0.00011048 | 0 | 3.7595e-05 | 0.00011416 | 0 | 0.16173 | 0.5436 | 0.0001 | 0.05 | 0.052702 | 0
5958 | 1 | 2.5292e-05 | 0.00010738 | 0 | 9.3987e-05 | 0.00011416 | 0 | 0.14572 | 0.5235 | 0.0001 | 0.05 | 0.0015043 | 0
5959 | 1 | 3.1229e-05 | 9.2526e-05 | 0 | 0.0001821 | 0.00011416 | 0.018419 | 0.13931 | 0.4842 | 0.0001 | 0.05 | 0.0085089 | 0.018419
5960 | 1 | 5.2122e-05 | 7.1149e-05 | 0 | 0.0001586 | 0.00011416 | 0.049563 | 0.1257 | 0.4335 | 0.0001 | 0.05 | 0.0938 | 0.049563
5961 | 1 | 7.4846e-05 | 4.8235e-05 | 0 | 0.00014685 | 0.00011416 | 0.19481 | 0.10649 | 0.3832 | 0.0001 | 0.05 | 0.12789 | 0.19481
5962 | 1 | 8.9109e-05 | 3.225e-05 | 0 | 0.00016448 | 0.00011416 | 0.22379 | 0.1209 | 0.3443 | 0.0001 | 0.05 | 0.079513 | 0.22379
5963 | 1 | 0.00010028 | 2.2634e-05 | 0 | 0.00018797 | 0.00011416 | 0.40815 | 0.14412 | 0.3184 | 0.0001 | 0.05 | 0.025714 | 0.40815
5964 | 1 | 0.00010532 | 1.6509e-05 | 0 | 0.00020677 | 0.00011416 | 0 | 0.14251 | 0.2937 | 0.0001 | 0.033333 | 0.0013373 | 0
5965 | 1 | 9.3979e-05 | 1.4293e-05 | 0 | 0.00018797 | 0.00011416 | 0 | 0.13771 | 0.2703 | 0.0001 | 0.025 | 0.041522 | 0
5966 | 1 | 8.6781e-05 | 1.6491e-05 | 0 | 0.00019032 | 0.00011416 | 0.077253 | 0.13691 | 0.2431 | 0.0001 | 0.016667 | 0.18203 | 0.077253
5967 | 1 | 7.8243e-05 | 1.9528e-05 | 0 | 0.00021382 | 0.00011416 | 0.11808 | 0.14572 | 0.2136 | 0.0001 | 0.016667 | 0.23148 | 0.11808
5968 | 1 | 7.2181e-05 | 2.4589e-05 | 0 | 0.00022322 | 0.00011416 | 0.014062 | 0.14652 | 0.1739 | 0.0001 | 0.016667 | 0.14542 | 0.014062
5969 | 1 | 7.7615e-05 | 3.2215e-05 | 0 | 0.00022322 | 0.00011416 | 0.15236 | 0.14412 | 0.1344 | 0.0001 | 0.016667 | 0.042682 | 0.15236
5970 | 1 | 8.4496e-05 | 4.9143e-05 | 0 | 0.00016448 | 0.00011416 | 0 | 0.14251 | 0.1102 | 0.0001 | 0.016667 | 0.0013779 | 0
5971 | 1 | 8.8004e-05 | 8.1462e-05 | 0 | 0.00011748 | 0.00011416 | 0 | 0.1257 | 0.0976 | 0.0001 | 0.016667 | 0.0057069 | 0
5972 | 1 | 9.6345e-05 | 9.5964e-05 | 0 | 8.8113e-05 | 0.00011416 | 0 | 0.10088 | 0.0884 | 0.0001 | 0.016667 | 0.072001 | 0
5973 | 1 | 9.149e-05 | 0.00010314 | 0 | 5.8742e-05 | 0.00011416 | 0 | 0.085669 | 0.0891 | 0.0001 | 0.0083333 | 0.10281 | 0
5974 | 1 | 7.9724e-05 | 0.00010469 | 0 | 3.7595e-05 | 0.00011416 | 0 | 0.092074 | 0.1058 | 0.0001 | 0.0083333 | 0.066214 | 0
5975 | 1 | 6.09e-05 | 0.00010291 | 0 | 2.3497e-05 | 0.00011416 | 0 | 0.099279 | 0.1323 | 0.0001 | 0.0083333 | 0.022727 | 0
5976 | 1 | 3.686e-05 | 0.00010162 | 0 | 9.3987e-06 | 0.00011416 | 0 | 0.072058 | 0.1637 | 0.0001 | 0 | 0.0013373 | 0
5977 | 1 | 2.5967e-05 | 0.00010115 | 0 | 5.8742e-06 | 0.00011416 | 0 | 0.07526 | 0.1953 | 0.0001 | 0.016667 | 0.033399 | 0
5978 | 1 | 2.127e-05 | 0.00010251 | 0 | 2.3497e-06 | 0.00011416 | 0 | 0.10729 | 0.2261 | 0.0001 | 0.016667 | 0.1499 | 0
5979 | 1 | 1.9819e-05 | 0.00010363 | 0 | 1.1748e-06 | 0.00011416 | 0 | 0.13211 | 0.2539 | 0.0001 | 0 | 0.18973 | 0
5980 | 1 | 2.1301e-05 | 0.00010371 | 0 | 1.4098e-05 | 0.00011416 | 0 | 0.15052 | 0.2798 | 0.0001 | 0 | 0.12009 | 0
5981 | 1 | 4.0725e-05 | 0.00010335 | 0 | 3.7595e-05 | 0.00011416 | 0 | 0.16413 | 0.2997 | 0.0001 | 0 | 0.035373 | 0
5982 | 1 | 8.6258e-05 | 9.7762e-05 | 0 | 9.3987e-05 | 0.00011416 | 0 | 0.18575 | 0.3089 | 0.0001 | 0 | 0.0012781 | 0
5983 | 1 | 0.00012453 | 7.1742e-05 | 0 | 0.0001821 | 0.00011416 | 0.0035434 | 0.17694 | 0.3013 | 0.0001 | 0.033333 | 0.0039066 | 0.0035434
5984 | 1 | 0.00014562 | 4.5234e-05 | 0 | 0.0001586 | 0.00011416 | 0.0043011 | 0.1201 | 0.284 | 0.0001 | 0.041667 | 0.056654 | 0.0043011
5985 | 1 | 0.00016278 | 1.8306e-05 | 0 | 0.00014685 | 0.00011416 | 0.018141 | 0.080865 | 0.2681 | 0.0001 | 0.041667 | 0.084599 | 0.018141
5986 | 1 | 0.00017067 | 0 | 0 | 0.00016448 | 0.00011416 | 0 | 0.069656 | 0.2563 | 0.0001 | 0.033333 | 0.056337 | 0
5987 | 1 | 0.00017823 | 0 | 0 | 0.00018797 | 0.00011416 | 0 | 0.07446 | 0.2471 | 0.0001 | 0.025 | 0.020423 | 0
5988 | 1 | 0.0001698 | 0 | 0 | 0.00020677 | 0.00011416 | 0 | 0.080064 | 0.2466 | 0.0001 | 0.025 | 0.0013373 | 0
5989 | 1 | 0.00016926 | 0 | 0 | 0.00018797 | 0.00011416 | 0.0030866 | 0.091273 | 0.2571 | 0.0001 | 0.025 | 0.025142 | 0.0030866
5990 | 1 | 0.00016816 | 0 | 0 | 0.00019032 | 0.00011416 | 0.28648 | 0.094476 | 0.2709 | 0.0001 | 0.0083333 | 0.11662 | 0.28648
5991 | 1 | 0.00016366 | 0 | 0 | 0.00021382 | 0.00011416 | 0.001482 | 0.095276 | 0.2828 | 0.0001 | 0.0083333 | 0.14666 | 0.001482
5992 | 1 | 0.00016059 | 0 | 0 | 0.00022322 | 0.00011416 | 0.017004 | 0.08727 | 0.2875 | 0.0001 | 0.0083333 | 0.0938 | 0.017004
5993 | 1 | 0.00015948 | 0 | 0 | 0.00022322 | 0.00011416 | 0.0076329 | 0.07526 | 0.2874 | 0.0001 | 0.0083333 | 0.027767 | 0.0076329
5994 | 1 | 0.00015877 | 1.4188e-05 | 0 | 0.00016448 | 0.00011416 | 0.0049474 | 0.064051 | 0.2756 | 0.0001 | 0.0083333 | 0.0011648 | 0.0049474
5995 | 1 | 0.00014416 | 3.9545e-05 | 0 | 0.00011748 | 0.00011416 | 0 | 0.056845 | 0.2616 | 0.0001 | 0 | 0.0023023 | 0
5996 | 1 | 0.00014481 | 4.9823e-05 | 0 | 8.8113e-05 | 0.00011416 | 0 | 0.058447 | 0.2376 | 0.0001 | 0 | 0.041324 | 0
5997 | 1 | 0.00012888 | 5.8113e-05 | 0 | 5.8742e-05 | 0.00011416 | 0 | 0.080865 | 0.2019 | 0.0001 | 0 | 0.065756 | 0
5998 | 1 | 0.00011736 | 6.6978e-05 | 0 | 3.7595e-05 | 0.00011416 | 0 | 0.064852 | 0.1769 | 0.0001 | 0 | 0.045845 | 0
5999 | 1 | 9.8348e-05 | 7.4953e-05 | 0 | 2.3497e-05 | 0.00011416 | 0 | 0.046437 | 0.1547 | 0.0001 | 0 | 0.017871 | 0
6000 | 1 | 7.2805e-05 | 8.3853e-05 | 0 | 9.3987e-06 | 0.00011416 | 0 | 0.042434 | 0.1334 | 0.0001 | 0 | 0.0013373 | 0
6001 | 1 | 5.6858e-05 | 9.2963e-05 | 0 | 5.8742e-06 | 0.00011416 | 0 | 0.044836 | 0.1186 | 0.0001 | 0 | 0.018372 | 0
6002 | 1 | 4.5916e-05 | 0.0001016 | 0 | 2.3497e-06 | 0.00011416 | 0 | 0.040032 | 0.1083 | 0.0001 | 0 | 0.088676 | 0
6003 | 1 | 4.4047e-05 | 0.00010837 | 0 | 1.1748e-06 | 0.00011416 | 0 | 0.044035 | 0.1054 | 0.0001 | 0 | 0.11065 | 0
6004 | 1 | 4.5544e-05 | 0.00011406 | 0 | 1.4098e-05 | 0.00011416 | 0 | 0.053643 | 0.1008 | 0.0001 | 0 | 0.071659 | 0
6005 | 1 | 6.0469e-05 | 0.00011781 | 0 | 3.7595e-05 | 0.00011416 | 0 | 0.046437 | 0.0975 | 0.0001 | 0 | 0.021338 | 0
6006 | 1 | 9.9303e-05 | 0.00011209 | 0 | 9.3987e-05 | 0.00011416 | 0 | 0.044035 | 0.0979 | 0.0001 | 0.025 | 0.0010584 | 0
6007 | 1 | 0.00013481 | 6.8199e-05 | 0 | 0.0001821 | 0.00011416 | 0.0036326 | 0.044836 | 0.0953 | 0.0001 | 0.025 | 0.0012111 | 0.0036326
6008 | 1 | 0.00015245 | 3.9824e-05 | 0 | 0.0001586 | 0.00011416 | 0.021784 | 0.035228 | 0.0864 | 0.0001 | 0.0083333 | 0.029044 | 0.021784
6009 | 1 | 0.00016689 | 1.5235e-05 | 0 | 0.00014685 | 0.00011416 | 0.088463 | 0.020016 | 0.0735 | 0.0001 | 0.0083333 | 0.049941 | 0.088463
6010 | 1 | 0.00017362 | 0 | 0 | 0.00016448 | 0.00011416 | 0.048193 | 0.021617 | 0.0647 | 0.0001 | 0.0083333 | 0.036744 | 0.048193
6011 | 1 | 0.00017881 | 0 | 0 | 0.00018797 | 0.00011416 | 0.014085 | 0.022418 | 0.0649 | 0.0001 | 0.0083333 | 0.01554 | 0.014085
6012 | 1 | 0.00016946 | 0 | 0 | 0.00020677 | 0.00011416 | 0 | 0.023219 | 0.0688 | 0.0001 | 0.0083333 | 0.0013373 | 0
6013 | 1 | 0.00016837 | 0 | 0 | 0.00018797 | 0.00011416 | 0 | 0.026421 | 0.0714 | 0.0001 | 0.0083333 | 0.012942 | 0
6014 | 1 | 0.00016393 | 0 | 0 | 0.00019032 | 0.00011416 | 0 | 0.028823 | 0.0727 | 0.0001 | 0.0083333 | 0.065594 | 0
6015 | 1 | 0.0001574 | 0 | 0 | 0.00021382 | 0.00011416 | 0 | 0.029624 | 0.0747 | 0.0001 | 0.0083333 | 0.081082 | 0
6016 | 1 | 0.00015642 | 0 | 0 | 0.00022322 | 0.00011416 | 0.0057163 | 0.034428 | 0.0775 | 0.0001 | 0.0083333 | 0.053309 | 0.0057163
6017 | 1 | 0.00015932 | 0 | 0 | 0.00022322 | 0.00011416 | 0.024459 | 0.03763 | 0.0822 | 0.0001 | 0.0083333 | 0.015987 | 0.024459
6018 | 1 | 0.00015563 | 4.0138e-06 | 0 | 0.00016448 | 0.00011416 | 0.01755 | 0.036029 | 0.0914 | 0.0001 | 0.0083333 | 0.00095877 | 0.01755
6019 | 1 | 0.0001427 | 3.4606e-05 | 0 | 0.00011748 | 0.00011416 | 0 | 0.038431 | 0.1042 | 0.0001 | 0.0083333 | 0.00053427 | 0
6020 | 1 | 0.00014405 | 4.4693e-05 | 0 | 8.8113e-05 | 0.00011416 | 0 | 0.05044 | 0.1152 | 0.0001 | 0.0083333 | 0.019475 | 0
6021 | 1 | 0.0001332 | 5.4099e-05 | 0 | 5.8742e-05 | 0.00011416 | 0 | 0.07446 | 0.1174 | 0.0001 | 0.0083333 | 0.03689 | 0
6022 | 1 | 0.00012118 | 6.6227e-05 | 0 | 3.7595e-05 | 0.00011416 | 0 | 0.092874 | 0.1175 | 0.0001 | 0.0083333 | 0.028935 | 0
6023 | 1 | 9.9863e-05 | 7.9473e-05 | 0 | 2.3497e-05 | 0.00011416 | 0 | 0.10729 | 0.1219 | 0.0001 | 0.05 | 0.013421 | 0
6024 | 1 | 7.7415e-05 | 9.23e-05 | 0 | 9.3987e-06 | 0.00011416 | 0 | 0.11849 | 0.1333 | 0.0001 | 0.075 | 0.0013373 | 0
6025 | 1 | 6.0625e-05 | 0.00010466 | 0 | 5.8742e-06 | 0.00011416 | 0 | 0.1249 | 0.1445 | 0.0001 | 0.05 | 0.0087032 | 0
6026 | 1 | 4.8448e-05 | 0.00011422 | 0 | 2.3497e-06 | 0.00011416 | 0 | 0.1249 | 0.1504 | 0.0001 | 0.016667 | 0.046912 | 0
6027 | 1 | 4.221e-05 | 0.00012172 | 0 | 1.1748e-06 | 0.00011416 | 0 | 0.1193 | 0.1497 | 0.0001 | 0.0083333 | 0.057314 | 0
6028 | 1 | 4.3791e-05 | 0.00012814 | 0 | 1.4098e-05 | 0.00011416 | 0 | 0.1289 | 0.1333 | 0.0001 | 0.0083333 | 0.038394 | 0
6029 | 1 | 5.7026e-05 | 0.00013394 | 0 | 3.7595e-05 | 0.00011416 | 0 | 0.1281 | 0.1101 | 0.0001 | 0.0083333 | 0.011614 | 0
6030 | 1 | 9.6128e-05 | 0.00012893 | 0 | 9.3987e-05 | 0.00011416 | 0 | 0.1297 | 0.0978 | 0.0001 | 0.0083333 | 0.00086555 | 0
6031 | 1 | 0.0001299 | 8.4307e-05 | 0 | 0.0001821 | 0.00011416 | 0.014909 | 0.13771 | 0.0986 | 0.0001 | 0.0083333 | 0.00017275 | 0.014909
6032 | 1 | 0.00015219 | 4.5094e-05 | 0 | 0.0001586 | 0.00011416 | 0.033852 | 0.1233 | 0.1029 | 0.0001 | 0.0083333 | 0.012279 | 0.033852
6033 | 1 | 0.0001681 | 2.0243e-06 | 0 | 0.00014685 | 0.00011416 | 0.50173 | 0.060048 | 0.1108 | 0.0001 | 0 | 0.026338 | 0.50173
6034 | 1 | 0.00017187 | 0 | 0 | 0.00016448 | 0.00011416 | 0.76095 | 0.05044 | 0.1202 | 0.0001 | 0 | 0.022319 | 0.76095
6035 | 1 | 0.00017495 | 0 | 0 | 0.00018797 | 0.00011416 | 0.42523 | 0.091273 | 0.1304 | 0.0001 | 0 | 0.011505 | 0.42523
6036 | 1 | 0.0001656 | 0 | 0 | 0.00020677 | 0.00011416 | 0.35247 | 0.13691 | 0.1387 | 0.0001 | 0 | 0.0013373 | 0.35247
6037 | 1 | 0.00016567 | 0 | 0 | 0.00018797 | 0.00011416 | 0.12506 | 0.17694 | 0.1488 | 0.0001 | 0 | 0.0055087 | 0.12506
6038 | 1 | 0.00016194 | 0 | 0 | 0.00019032 | 0.00011416 | 0.57381 | 0.19696 | 0.1677 | 0.0001 | 0 | 0.032163 | 0.57381
6039 | 1 | 0.00015658 | 0 | 0 | 0.00021382 | 0.00011416 | 0.43837 | 0.21377 | 0.1925 | 0.0001 | 0 | 0.038714 | 0.43837
6040 | 1 | 0.00015418 | 0 | 0 | 0.00022322 | 0.00011416 | 0.46979 | 0.19936 | 0.2141 | 0.0001 | 0 | 0.026558 | 0.46979
6041 | 1 | 0.00015049 | 0 | 0 | 0.00022322 | 0.00011416 | 0.25783 | 0.17534 | 0.2379 | 0.0001 | 0 | 0.0081223 | 0.25783
6042 | 1 | 0.0001483 | 0 | 0 | 0.00016448 | 0.00011416 | 0.051725 | 0.16173 | 0.2781 | 0.0001 | 0 | 0.00077858 | 0.051725
6043 | 1 | 0.00013396 | 3.6089e-05 | 0 | 0.00011748 | 0.00011416 | 0 | 0.14972 | 0.323 | 0.0001 | 0 | 2.7661e-05 | 0
6044 | 1 | 0.00013903 | 4.8532e-05 | 0 | 8.8113e-05 | 0.00011416 | 0 | 0.20496 | 0.3461 | 0.0001 | 0 | 0.0071183 | 0
6045 | 1 | 0.00012705 | 6.3243e-05 | 0 | 5.8742e-05 | 0.00011416 | 0 | 0.29063 | 0.3543 | 0.0001 | 0 | 0.018018 | 0
6046 | 1 | 0.00011248 | 7.8304e-05 | 0 | 3.7595e-05 | 0.00011416 | 0 | 0.29864 | 0.3675 | 0.0001 | 0 | 0.016797 | 0
6047 | 1 | 9.194e-05 | 9.1043e-05 | 0 | 2.3497e-05 | 0.00011416 | 0 | 0.30024 | 0.3374 | 0.0001 | 0.0083333 | 0.0097796 | 0
6048 | 1 | 6.8459e-05 | 0.00010223 | 0 | 9.3987e-06 | 0.00011416 | 0 | 0.31785 | 0.3105 | 0.0001 | 0.0083333 | 0.0013373 | 0
6049 | 1 | 5.264e-05 | 0.00011284 | 0 | 5.8742e-06 | 0.00011416 | 0 | 0.28022 | 0.2905 | 0.0001 | 0.0083333 | 0.0035376 | 0
6050 | 1 | 4.33e-05 | 0.00012321 | 0 | 2.3497e-06 | 0.00011416 | 0 | 0.2554 | 0.2747 | 0.0001 | 0.0083333 | 0.022542 | 0
6051 | 1 | 3.6037e-05 | 0.00013293 | 0 | 1.1748e-06 | 0.00011416 | 0 | 0.2458 | 0.2647 | 0.0001 | 0.0083333 | 0.026705 | 0
6052 | 1 | 3.4741e-05 | 0.00014188 | 0 | 1.4098e-05 | 0.00011416 | 0 | 0.22498 | 0.261 | 0.0001 | 0.0083333 | 0.01879 | 0
6053 | 1 | 4.7809e-05 | 0.00015032 | 0 | 3.7595e-05 | 0.00011416 | 0 | 0.22178 | 0.2602 | 0.0001 | 0.0083333 | 0.0058131 | 0
6054 | 1 | 8.7441e-05 | 0.00014954 | 0 | 9.3987e-05 | 0.00011416 | 0 | 0.23699 | 0.2601 | 0.0001 | 0.0083333 | 0.00071072 | 0
6055 | 1 | 0.00011733 | 0.00011888 | 0 | 0.0001821 | 0.00011416 | 0.028069 | 0.2498 | 0.2679 | 0.0001 | 0 | 7.3737e-07 | 0.028069
6056 | 1 | 0.00013743 | 7.6175e-05 | 0 | 0.0001586 | 0.00011416 | 0.17597 | 0.20977 | 0.255 | 0.0001 | 0 | 0.0041279 | 0.17597
6057 | 1 | 0.00015636 | 2.3734e-05 | 0 | 0.00014685 | 0.00011416 | 0.50942 | 0.11529 | 0.2551 | 0.0001 | 0 | 0.012599 | 0.50942
6058 | 1 | 0.00016265 | 0 | 0 | 0.00016448 | 0.00011416 | 0.63873 | 0.08807 | 0.2642 | 0.0001 | 0 | 0.01296 | 0.63873
6059 | 1 | 0.00016923 | 0 | 0 | 0.00018797 | 0.00011416 | 0.85586 | 0.11529 | 0.2951 | 0.0001 | 0 | 0.0084813 | 0.85586
6060 | 1 | 0.00016379 | 0 | 0 | 0.00020677 | 0.00011416 | 0.99403 | 0.15132 | 0.312 | 0.0001 | 0 | 0.0013373 | 0.99403
6061 | 1 | 0.00015997 | 0 | 0 | 0.00018797 | 0.00011416 | 0.96858 | 0.17854 | 0.2849 | 0.0001 | 0 | 0.0026183 | 0.96858
6062 | 1 | 0.00015621 | 0 | 0 | 0.00019032 | 0.00011416 | 0.81641 | 0.17854 | 0.2356 | 0.0001 | 0 | 0.017814 | 0.81641
6063 | 1 | 0.00015329 | 0 | 0 | 0.00021382 | 0.00011416 | 0.4718 | 0.18175 | 0.1953 | 0.0001 | 0 | 0.020858 | 0.4718
6064 | 1 | 0.00015101 | 0 | 0 | 0.00022322 | 0.00011416 | 0.41136 | 0.19776 | 0.1838 | 0.0001 | 0 | 0.014951 | 0.41136
6065 | 1 | 0.00015024 | 0 | 0 | 0.00022322 | 0.00011416 | 0.15286 | 0.18014 | 0.2125 | 0.0001 | 0 | 0.0046641 | 0.15286
6066 | 1 | 0.00014343 | 1.5008e-06 | 0 | 0.00016448 | 0.00011416 | 0.046521 | 0.16813 | 0.2728 | 0.0001 | 0 | 0.00067196 | 0.046521
6067 | 1 | 0.0001257 | 4.3558e-05 | 0 | 0.00011748 | 0.00011416 | 0 | 0.16733 | 0.3217 | 0.0001 | 0 | 5.0278e-08 | 0
6068 | 1 | 0.00013081 | 5.45e-05 | 0 | 8.8113e-05 | 0.00011416 | 0 | 0.249 | 0.3692 | 0.0001 | 0.0083333 | 0.0028178 | 0
6069 | 1 | 0.00012059 | 6.6629e-05 | 0 | 5.8742e-05 | 0.00011416 | 0 | 0.30665 | 0.4085 | 0.0001 | 0.0083333 | 0.0099392 | 0
6070 | 1 | 0.00011103 | 8.0904e-05 | 0 | 3.7595e-05 | 0.00011416 | 0 | 0.28823 | 0.3671 | 0.0001 | 0.0083333 | 0.010966 | 0
6071 | 1 | 8.8173e-05 | 9.387e-05 | 0 | 2.3497e-05 | 0.00011416 | 0 | 0.27702 | 0.3199 | 0.0001 | 0.0083333 | 0.0077605 | 0
6072 | 1 | 6.4442e-05 | 0.00010558 | 0 | 9.3987e-06 | 0.00011416 | 0 | 0.2458 | 0.2948 | 0.0001 | 0.0083333 | 0.0013373 | 0
6073 | 1 | 5.1027e-05 | 0.00011725 | 0 | 5.8742e-06 | 0.00011416 | 0 | 0.22418 | 0.2883 | 0.0001 | 0.0083333 | 0.0029044 | 0
6074 | 1 | 3.965e-05 | 0.00012872 | 0 | 2.3497e-06 | 0.00011416 | 0 | 0.18655 | 0.254 | 0.0001 | 0.0083333 | 0.019308 | 0
6075 | 1 | 3.6951e-05 | 0.00013926 | 0 | 1.1748e-06 | 0.00011416 | 0 | 0.16253 | 0.2159 | 0.0001 | 0.0083333 | 0.022701 | 0
6076 | 1 | 4.0387e-05 | 0.00014797 | 0 | 1.4098e-05 | 0.00011416 | 0 | 0.15693 | 0.1881 | 0.0001 | 0.0083333 | 0.016166 | 0
6077 | 1 | 5.5483e-05 | 0.00015469 | 0 | 3.7595e-05 | 0.00011416 | 0 | 0.14812 | 0.1749 | 0.0001 | 0 | 0.0050285 | 0
6078 | 1 | 9.4227e-05 | 0.00015301 | 0 | 9.3987e-05 | 0.00011416 | 0 | 0.14331 | 0.173 | 0.0001 | 0 | 0.00068472 | 0
6079 | 1 | 0.0001315 | 0.00011923 | 0 | 0.0001821 | 0.00011416 | 0.039345 | 0.1265 | 0.1726 | 0.0001 | 0 | 1.6717e-10 | 0.039345
6080 | 1 | 0.00014789 | 8.5249e-05 | 0 | 0.0001586 | 0.00011416 | 0.28869 | 0.096878 | 0.1585 | 0.0001 | 0 | 0.0032178 | 0.28869
6081 | 1 | 0.00016601 | 3.3908e-05 | 0 | 0.00014685 | 0.00011416 | 0.50787 | 0.043235 | 0.1442 | 0.0001 | 0 | 0.010779 | 0.50787
6082 | 1 | 0.00017273 | 0 | 0 | 0.00016448 | 0.00011416 | 0.70856 | 0.016013 | 0.1383 | 0.0001 | 0 | 0.011606 | 0.70856
6083 | 1 | 0.00017824 | 0 | 0 | 0.00018797 | 0.00011416 | 0.85338 | 0.01201 | 0.1497 | 0.0001 | 0 | 0.007996 | 0.85338
6084 | 1 | 0.00016614 | 0 | 0 | 0.00020677 | 0.00011416 | 0.95859 | 0.019215 | 0.1287 | 0.0001 | 0 | 0.0013373 | 0.95859
6085 | 1 | 0.00016504 | 0 | 0 | 0.00018797 | 0.00011416 | 0.61847 | 0.029624 | 0.0888 | 0.0001 | 0 | 0.0046503 | 0.61847
6086 | 1 | 0.00015907 | 0 | 0 | 0.00019032 | 0.00011416 | 0.71849 | 0.026421 | 0.0561 | 0.0001 | 0 | 0.028041 | 0.71849
6087 | 1 | 0.00014977 | 0 | 0 | 0.00021382 | 0.00011416 | 0.37282 | 0.020817 | 0.0403 | 0.0001 | 0 | 0.033553 | 0.37282
6088 | 1 | 0.00014433 | 0 | 0 | 0.00022322 | 0.00011416 | 0.35781 | 0.016013 | 0.0396 | 0.0001 | 0 | 0.023235 | 0.35781
6089 | 1 | 0.00014632 | 0 | 0 | 0.00022322 | 0.00011416 | 0.26947 | 0.016813 | 0.0498 | 0.0001 | 0 | 0.0071367 | 0.26947
6090 | 1 | 0.00013744 | 0 | 0 | 0.00016448 | 0.00011416 | 0.042922 | 0.020817 | 0.0686 | 0.0001 | 0.0083333 | 0.00075094 | 0.042922
6091 | 1 | 0.00012403 | 2.8795e-05 | 0 | 0.00011748 | 0.00011416 | 0 | 0.029624 | 0.098 | 0.0001 | 0.0083333 | 1.0303e-05 | 0
6092 | 1 | 0.00012828 | 4.5827e-05 | 0 | 8.8113e-05 | 0.00011416 | 0 | 0.051241 | 0.1307 | 0.0001 | 0.0083333 | 0.0057917 | 0
6093 | 1 | 0.00011537 | 5.3314e-05 | 0 | 5.8742e-05 | 0.00011416 | 0 | 0.073659 | 0.1541 | 0.0001 | 0.0083333 | 0.015695 | 0
6094 | 1 | 0.00011199 | 5.7868e-05 | 0 | 3.7595e-05 | 0.00011416 | 0 | 0.1241 | 0.176 | 0.0001 | 0.0083333 | 0.015183 | 0
6095 | 1 | 9.8529e-05 | 5.9055e-05 | 0 | 2.3497e-05 | 0.00011416 | 0 | 0.19856 | 0.198 | 0.0001 | 0.0083333 | 0.0092455 | 0
6096 | 1 | 7.5208e-05 | 6.1795e-05 | 0 | 9.3987e-06 | 0.00011416 | 0 | 0.27862 | 0.2016 | 0.0001 | 0.0083333 | 0.0013373 | 0
6097 | 1 | 5.9166e-05 | 6.7501e-05 | 0 | 5.8742e-06 | 0.00011416 | 0 | 0.26821 | 0.1929 | 0.0001 | 0.0083333 | 0.0081022 | 0
6098 | 1 | 4.4763e-05 | 6.8793e-05 | 0 | 2.3497e-06 | 0.00011416 | 0 | 0.23459 | 0.1914 | 0.0001 | 0.0083333 | 0.044193 | 0
6099 | 1 | 4.1377e-05 | 6.6385e-05 | 0 | 1.1748e-06 | 0.00011416 | 0 | 0.23058 | 0.192 | 0.0001 | 0.0083333 | 0.053873 | 0
6100 | 1 | 3.7586e-05 | 6.3889e-05 | 0 | 1.4098e-05 | 0.00011416 | 0 | 0.29384 | 0.2078 | 0.0001 | 0.0083333 | 0.036217 | 0
6101 | 1 | 3.8833e-05 | 6.2528e-05 | 0 | 3.7595e-05 | 0.00011416 | 0 | 0.29223 | 0.2179 | 0.0001 | 0 | 0.010974 | 0
6102 | 1 | 4.7329e-05 | 6.0852e-05 | 0 | 9.3987e-05 | 0.00011416 | 0 | 0.29864 | 0.2323 | 0.0001 | 0 | 0.00085063 | 0
6103 | 1 | 6.0403e-05 | 5.3279e-05 | 0 | 0.0001821 | 0.00011416 | 0 | 0.26021 | 0.2688 | 0.0001 | 0 | 0.00013621 | 0
6104 | 1 | 8.9013e-05 | 3.2704e-05 | 0 | 0.0001586 | 0.00011416 | 0.27275 | 0.26181 | 0.2898 | 0.0001 | 0 | 0.011287 | 0.27275
6105 | 1 | 0.00011323 | 0 | 0 | 0.00014685 | 0.00011416 | 0.48099 | 0.28423 | 0.2612 | 0.0001 | 0 | 0.024803 | 0.48099
6106 | 1 | 0.00011839 | 0 | 0 | 0.00016448 | 0.00011416 | 0.19686 | 0.19295 | 0.2554 | 0.0001 | 0 | 0.021325 | 0.19686
6107 | 1 | 0.00012794 | 0 | 0 | 0.00018797 | 0.00011416 | 0 | 0.15773 | 0.2764 | 0.0001 | 0 | 0.011204 | 0
6108 | 1 | 0.00012843 | 0 | 0 | 0.00020677 | 0.00011416 | 0 | 0.25781 | 0.2925 | 0.0001 | 0 | 0.0013373 | 0
6109 | 1 | 0.00012019 | 0 | 0 | 0.00018797 | 0.00011416 | 0 | 0.19856 | 0.2871 | 0.0001 | 0 | 0.01376 | 0
6110 | 1 | 0.00010911 | 0 | 0 | 0.00019032 | 0.00011416 | 0 | 0.1281 | 0.2772 | 0.0001 | 0 | 0.069123 | 0
6111 | 1 | 0.00010928 | 0 | 0 | 0.00021382 | 0.00011416 | 0 | 0.07446 | 0.2745 | 0.0001 | 0 | 0.08559 | 0
6112 | 1 | 0.00011081 | 0 | 0 | 0.00022322 | 0.00011416 | 0 | 0.072858 | 0.3106 | 0.0001 | 0 | 0.056119 | 0
6113 | 1 | 0.00011657 | 0 | 0 | 0.00022322 | 0.00011416 | 0 | 0.10248 | 0.3206 | 0.0001 | 0 | 0.016808 | 0
6114 | 1 | 0.00011778 | 0 | 0 | 0.00016448 | 0.00011416 | 0 | 0.086469 | 0.3325 | 0.0001 | 0 | 0.00097493 | 0
6115 | 1 | 0.00011209 | 1.1884e-05 | 0 | 0.00011748 | 0.00011416 | 0 | 0.1225 | 0.3576 | 0.0001 | 0.0083333 | 0.00062252 | 0
6116 | 1 | 0.00011689 | 2.2913e-05 | 0 | 8.8113e-05 | 0.00011416 | 0 | 0.14892 | 0.3857 | 0.0001 | 0.0083333 | 0.020896 | 0
6117 | 1 | 9.7899e-05 | 3.6456e-05 | 0 | 5.8742e-05 | 0.00011416 | 0 | 0.14812 | 0.374 | 0.0001 | 0.0083333 | 0.038885 | 0
6118 | 1 | 8.7171e-05 | 5.1935e-05 | 0 | 3.7595e-05 | 0.00011416 | 0 | 0.1201 | 0.3436 | 0.0001 | 0.0083333 | 0.030151 | 0
6119 | 1 | 7.5688e-05 | 6.696e-05 | 0 | 2.3497e-05 | 0.00011416 | 0 | 0.10969 | 0.3049 | 0.0001 | 0.0083333 | 0.01376 | 0
6120 | 1 | 5.438e-05 | 8.0136e-05 | 0 | 9.3987e-06 | 0.00011416 | 0 | 0.13131 | 0.2541 | 0.0001 | 0.0083333 | 0.0013373 | 0
6121 | 1 | 3.5299e-05 | 9.0153e-05 | 0 | 5.8742e-06 | 0.00011416 | 0 | 0.083267 | 0.1991 | 0.0001 | 0.0083333 | 0.022727 | 0
6122 | 1 | 2.3254e-05 | 9.7884e-05 | 0 | 2.3497e-06 | 0.00011416 | 0 | 0.04964 | 0.1521 | 0.0001 | 0.0083333 | 0.10674 | 0
6123 | 1 | 1.8424e-05 | 0.00010425 | 0 | 1.1748e-06 | 0.00011416 | 0 | 0.025621 | 0.1178 | 0.0001 | 0.0083333 | 0.1339 | 0
6124 | 1 | 1.6113e-05 | 0.00010895 | 0 | 1.4098e-05 | 0.00011416 | 0 | 0.021617 | 0.1043 | 0.0001 | 0.0083333 | 0.085976 | 0
6125 | 1 | 1.9393e-05 | 0.00011017 | 0 | 3.7595e-05 | 0.00011416 | 0 | 0.029624 | 0.1001 | 0.0001 | 0 | 0.025498 | 0
6126 | 1 | 2.6685e-05 | 0.00010429 | 0 | 9.3987e-05 | 0.00011416 | 0 | 0.039231 | 0.0886 | 0.0001 | 0 | 0.0011286 | 0
6127 | 1 | 4.0202e-05 | 7.6279e-05 | 0 | 0.0001821 | 0.00011416 | 0.026397 | 0.052042 | 0.0458 | 0.0001 | 0 | 0.0018864 | 0.026397
6128 | 1 | 6.1667e-05 | 5.5024e-05 | 0 | 0.0001586 | 0.00011416 | 0.0046577 | 0.071257 | 0.0239 | 0.0001 | 0.0083333 | 0.036909 | 0.0046577
6129 | 1 | 8.4878e-05 | 2.7381e-05 | 0 | 0.00014685 | 0.00011416 | 0.012781 | 0.059247 | 0.0183 | 0.0001 | 0.025 | 0.060161 | 0.012781
6130 | 1 | 9.6773e-05 | 0 | 0 | 0.00016448 | 0.00011416 | 0.025796 | 0.051241 | 0.0023 | 0.0001 | 0.025 | 0.042662 | 0.025796
6131 | 1 | 0.00011019 | 0 | 0 | 0.00018797 | 0.00011416 | 0.079181 | 0.040833 | 0 | 0.0001 | 0.025 | 0.01707 | 0.079181
6132 | 1 | 0.00010922 | 0 | 0 | 0.00020677 | 0.00011416 | 0.11122 | 0.076061 | 0.0038 | 0.0001 | 0.025 | 0.0013373 | 0.11122
6133 | 1 | 0.00010391 | 0 | 0 | 0.00018797 | 0.00011416 | 0.31861 | 0.15212 | 0.0278 | 0.0001 | 0.025 | 0.03493 | 0.31861
6134 | 1 | 9.4256e-05 | 0 | 0 | 0.00019032 | 0.00011416 | 0.075939 | 0.20016 | 0.0846 | 0.0001 | 0.016667 | 0.15599 | 0.075939
6135 | 1 | 8.5755e-05 | 0 | 0 | 0.00021382 | 0.00011416 | 0 | 0.20256 | 0.1847 | 0.0001 | 0.016667 | 0.19764 | 0
6136 | 1 | 8.7846e-05 | 0 | 0 | 0.00022322 | 0.00011416 | 0.0014931 | 0.19536 | 0.2773 | 0.0001 | 0.016667 | 0.1249 | 0.0014931
6137 | 1 | 9.6203e-05 | 0 | 0 | 0.00022322 | 0.00011416 | 0.0095829 | 0.2562 | 0.2755 | 0.0001 | 0.0083333 | 0.036762 | 0.0095829
6138 | 1 | 0.00010576 | 0 | 0 | 0.00016448 | 0.00011416 | 0.0036437 | 0.32266 | 0.1903 | 0.0001 | 0.0083333 | 0.0012976 | 0.0036437
6139 | 1 | 0.00010848 | 0 | 0 | 0.00011748 | 0.00011416 | 0 | 0.29303 | 0.1199 | 0.0001 | 0.0083333 | 0.0042308 | 0
6140 | 1 | 0.00011738 | 0 | 0 | 8.8113e-05 | 0.00011416 | 0 | 0.28983 | 0.0505 | 0.0001 | 0.0083333 | 0.059529 | 0
6141 | 1 | 0.00010286 | 7.8356e-06 | 0 | 5.8742e-05 | 0.00011416 | 0 | 0.21457 | 0.0476 | 0.0001 | 0.0083333 | 0.088053 | 0
6142 | 1 | 9.1381e-05 | 1.6631e-05 | 0 | 3.7595e-05 | 0.00011416 | 0 | 0.1265 | 0.0752 | 0.0001 | 0.0083333 | 0.058228 | 0
6143 | 1 | 7.4569e-05 | 2.5636e-05 | 0 | 2.3497e-05 | 0.00011416 | 0 | 0.10809 | 0.1323 | 0.0001 | 0.0083333 | 0.020871 | 0
6144 | 1 | 5.8408e-05 | 3.5548e-05 | 0 | 9.3987e-06 | 0.00011416 | 0 | 0.1305 | 0.1767 | 0.0001 | 0.0083333 | 0.0013373 | 0
6145 | 1 | 4.497e-05 | 4.4099e-05 | 0 | 5.8742e-06 | 0.00011416 | 0 | 0.14331 | 0.1572 | 0.0001 | 0.0083333 | 0.050866 | 0
6146 | 1 | 3.7808e-05 | 5.1603e-05 | 0 | 2.3497e-06 | 0.00011416 | 0 | 0.19936 | 0.0771 | 0.0001 | 0 | 0.21846 | 0
6147 | 1 | 3.3878e-05 | 5.8148e-05 | 0 | 1.1748e-06 | 0.00011416 | 0 | 0.21777 | 0.0418 | 0.0001 | 0.0083333 | 0.27895 | 0
6148 | 1 | 3.5843e-05 | 6.1725e-05 | 0 | 1.4098e-05 | 0.00011416 | 0 | 0.23859 | 0.065 | 0.0001 | 0.016667 | 0.17408 | 0
6149 | 1 | 4.7394e-05 | 6.2214e-05 | 0 | 3.7595e-05 | 0.00011416 | 0 | 0.17694 | 0.1341 | 0.0001 | 0.025 | 0.050934 | 0
6150 | 1 | 9.4729e-05 | 5.7868e-05 | 0 | 9.3987e-05 | 0.00011416 | 0 | 0.18655 | 0.2344 | 0.0001 | 0.025 | 0.0014827 | 0
6151 | 1 | 0.00012939 | 3.7764e-05 | 0 | 0.0001821 | 0.00011416 | 0.017182 | 0.22818 | 0.3359 | 0.0001 | 0.041667 | 0.0079894 | 0.017182
6152 | 1 | 0.00014956 | 1.6544e-05 | 0 | 0.0001586 | 0.00011416 | 0.078791 | 0.22498 | 0.3661 | 0.0001 | 0.066667 | 0.089897 | 0.078791
6153 | 1 | 0.00016297 | 0 | 0 | 0.00014685 | 0.00011416 | 0 | 0.2442 | 0.3883 | 0.0001 | 0.066667 | 0.12346 | 0
6154 | 1 | 0.00016824 | 0 | 0 | 0.00016448 | 0.00011416 | 0.087739 | 0.32826 | 0.3693 | 0.0001 | 0.0083333 | 0.077184 | 0.087739
6155 | 1 | 0.00017384 | 0 | 0 | 0.00018797 | 0.00011416 | 0 | 0.35468 | 0.3614 | 0.0001 | 0 | 0.025199 | 0
6156 | 1 | 0.00016519 | 0 | 0 | 0.00020677 | 0.00011416 | 0 | 0.29864 | 0.3779 | 0.0001 | 0 | 0.0013373 | 0
6157 | 1 | 0.00015876 | 0 | 0 | 0.00018797 | 0.00011416 | 0.0080563 | 0.23939 | 0.4183 | 0.0001 | 0 | 0.068568 | 0.0080563
6158 | 1 | 0.0001601 | 0 | 0 | 0.00019032 | 0.00011416 | 0.1497 | 0.36589 | 0.5844 | 0.0001 | 0 | 0.28635 | 0.1497
6159 | 1 | 0.00015783 | 0 | 0 | 0.00021382 | 0.00011416 | 0.50924 | 0.46197 | 0.7799 | 0.0001 | 0 | 0.36769 | 0.50924
6160 | 1 | 0.00015469 | 0 | 0 | 0.00022322 | 0.00011416 | 0.41152 | 0.50841 | 0.8728 | 0.0001 | 0 | 0.22739 | 0.41152
6161 | 1 | 0.0001559 | 1.089e-05 | 0 | 0.00022322 | 0.00011416 | 0.052717 | 0.57486 | 0.9304 | 0.0001 | 0.016667 | 0.066242 | 0.052717
6162 | 1 | 0.00014636 | 3.5531e-05 | 0 | 0.00016448 | 0.00011416 | 0.012079 | 0.5044 | 0.9422 | 0.0001 | 0.016667 | 0.0016614 | 0.012079
6163 | 1 | 0.00013404 | 5.7816e-05 | 0 | 0.00011748 | 0.00011416 | 0 | 0.48359 | 0.927 | 0.0001 | 0.016667 | 0.012788 | 0
6164 | 1 | 0.00013635 | 7.251e-05 | 0 | 8.8113e-05 | 0.00011416 | 0 | 0.494 | 0.8994 | 0.0001 | 0.025 | 0.12432 | 0
6165 | 1 | 0.00012253 | 8.394e-05 | 0 | 5.8742e-05 | 0.00011416 | 0 | 0.52522 | 0.8709 | 0.0001 | 0.025 | 0.16196 | 0
6166 | 1 | 0.00011036 | 9.1811e-05 | 0 | 3.7595e-05 | 0.00011416 | 0 | 0.54924 | 0.8342 | 0.0001 | 0.025 | 0.097148 | 0
6167 | 1 | 9.5783e-05 | 9.8373e-05 | 0 | 2.3497e-05 | 0.00011416 | 0 | 0.52042 | 0.8053 | 0.0001 | 0.025 | 0.029515 | 0
6168 | 1 | 6.7714e-05 | 0.00010342 | 0 | 9.3987e-06 | 0.00011416 | 0 | 0.48999 | 0.7896 | 0.0001 | 0.041667 | 0.0013373 | 0
6169 | 1 | 5.7083e-05 | 0.0001057 | 0 | 5.8742e-06 | 0.00011416 | 0 | 0.5036 | 0.7759 | 0.0001 | 0.05 | 0.089964 | 0
6170 | 1 | 4.6407e-05 | 0.00010778 | 0 | 2.3497e-06 | 0.00011416 | 0 | 0.51321 | 0.753 | 0.0001 | 0.05 | 0.36702 | 0
6171 | 1 | 4.0345e-05 | 0.00011057 | 0 | 1.1748e-06 | 0.00011416 | 0 | 0.53483 | 0.7425 | 0.0001 | 0.05 | 0.47351 | 0
6172 | 1 | 4.1409e-05 | 0.00011287 | 0 | 1.4098e-05 | 0.00011416 | 0 | 0.56685 | 0.7615 | 0.0001 | 0.058333 | 0.2906 | 0
6173 | 1 | 5.7681e-05 | 0.00010935 | 0 | 3.7595e-05 | 0.00011416 | 0 | 0.57566 | 0.7644 | 0.0001 | 0.05 | 0.084345 | 0
6174 | 1 | 9.8958e-05 | 0.0001039 | 0 | 9.3987e-05 | 0.00011416 | 0 | 0.54043 | 0.7815 | 0.0001 | 0.016667 | 0.0018538 | 0
6175 | 1 | 0.00013165 | 9.1794e-05 | 0 | 0.0001821 | 0.00011416 | 0.014764 | 0.55965 | 0.8046 | 0.0001 | 0 | 0.019201 | 0.014764
6176 | 1 | 0.00014591 | 7.4255e-05 | 0 | 0.0001586 | 0.00011416 | 0.06874 | 0.55645 | 0.8307 | 0.0001 | 0 | 0.16657 | 0.06874
6177 | 1 | 0.00015757 | 5.2528e-05 | 0 | 0.00014685 | 0.00011416 | 0.17096 | 0.57086 | 0.8691 | 0.0001 | 0 | 0.20773 | 0.17096
6178 | 1 | 0.00016318 | 3.211e-05 | 0 | 0.00016448 | 0.00011416 | 0.30126 | 0.64131 | 0.9065 | 0.0001 | 0 | 0.12029 | 0.30126
6179 | 1 | 0.00017248 | 1.4834e-05 | 0 | 0.00018797 | 0.00011416 | 0.5813 | 0.67894 | 0.9363 | 0.0001 | 0 | 0.034298 | 0.5813
6180 | 1 | 0.00016043 | 1.2565e-06 | 0 | 0.00020677 | 0.00011416 | 0.79475 | 0.70616 | 0.9312 | 0.0001 | 0 | 0.0013373 | 0.79475
6181 | 1 | 0.00015627 | 0 | 0 | 0.00018797 | 0.00011416 | 0.96936 | 0.72218 | 0.8986 | 0.0001 | 0 | 0.1154 | 0.96936
6182 | 1 | 0.00015416 | 0 | 0 | 0.00019032 | 0.00011416 | 0.044883 | 0.72378 | 0.8682 | 0.0001 | 0 | 0.46157 | 0.044883
6183 | 1 | 0.00015167 | 0 | 0 | 0.00021382 | 0.00011416 | 0.0031534 | 0.70616 | 0.871 | 0.0001 | 0 | 0.59791 | 0.0031534
6184 | 1 | 0.00014839 | 0 | 0 | 0.00022322 | 0.00011416 | 0.071526 | 0.65172 | 0.8653 | 0.0001 | 0 | 0.36456 | 0.071526
6185 | 1 | 0.00015552 | 0 | 0 | 0.00022322 | 0.00011416 | 0.037975 | 0.57166 | 0.846 | 0.0001 | 0 | 0.10548 | 0.037975
6186 | 1 | 0.00014817 | 3.211e-05 | 0 | 0.00016448 | 0.00011416 | 0.038989 | 0.46117 | 0.7751 | 0.0001 | 0 | 0.0020606 | 0.038989
6187 | 1 | 0.00013888 | 6.902e-05 | 0 | 0.00011748 | 0.00011416 | 0 | 0.23459 | 0.6285 | 0.0001 | 0 | 0.027465 | 0
6188 | 1 | 0.00014533 | 7.2684e-05 | 0 | 8.8113e-05 | 0.00011416 | 0 | 0.23619 | 0.4456 | 0.0001 | 0 | 0.21744 | 0
6189 | 1 | 0.00013124 | 7.162e-05 | 0 | 5.8742e-05 | 0.00011416 | 0 | 0.26581 | 0.1906 | 0.0001 | 0 | 0.26141 | 0
6190 | 1 | 0.0001239 | 7.0538e-05 | 0 | 3.7595e-05 | 0.00011416 | 0 | 0.32346 | 0.0909 | 0.0001 | 0 | 0.14684 | 0
6191 | 1 | 0.0001086 | 6.9316e-05 | 0 | 2.3497e-05 | 0.00011416 | 0 | 0.32426 | 0.0767 | 0.0001 | 0 | 0.039572 | 0
6192 | 1 | 8.0161e-05 | 6.895e-05 | 0 | 9.3987e-06 | 0.00011416 | 0 | 0.32426 | 0.113 | 0.0001 | 0 | 0.0013373 | 0
6193 | 1 | 6.3362e-05 | 7.2562e-05 | 0 | 5.8742e-06 | 0.00011416 | 0 | 0.30104 | 0.1548 | 0.0001 | 0 | 0.13735 | 0
6194 | 1 | 5.6613e-05 | 7.3278e-05 | 0 | 2.3497e-06 | 0.00011416 | 0 | 0.31145 | 0.18 | 0.0001 | 0 | 0.54226 | 0
6195 | 1 | 5.0094e-05 | 7.1288e-05 | 0 | 1.1748e-06 | 0.00011416 | 0 | 0.31705 | 0.2107 | 0.0001 | 0 | 0.70429 | 0
6196 | 1 | 5.0597e-05 | 6.8566e-05 | 0 | 1.4098e-05 | 0.00011416 | 0 | 0.26501 | 0.2693 | 0.0001 | 0 | 0.42759 | 0
6197 | 1 | 6.9491e-05 | 6.4098e-05 | 0 | 3.7595e-05 | 0.00011416 | 0 | 0.31065 | 0.3366 | 0.0001 | 0 | 0.12346 | 0
6198 | 1 | 0.00010976 | 5.5128e-05 | 0 | 9.3987e-05 | 0.00011416 | 0 | 0.34988 | 0.3882 | 0.0001 | 0.0083333 | 0.0022254 | 0
6199 | 1 | 0.0001448 | 3.8079e-05 | 0 | 0.0001821 | 0.00011416 | 0.0030531 | 0.34508 | 0.3945 | 0.0001 | 0.05 | 0.035018 | 0.0030531
6200 | 1 | 0.00016239 | 1.7661e-05 | 0 | 0.0001586 | 0.00011416 | 0 | 0.38271 | 0.3016 | 0.0001 | 0.05 | 0.26174 | 0
6201 | 1 | 0.00017725 | 7.155e-07 | 0 | 0.00014685 | 0.00011416 | 0 | 0.43235 | 0.1393 | 0.0001 | 0.075 | 0.30723 | 0
6202 | 1 | 0.0001793 | 0 | 0 | 0.00016448 | 0.00011416 | 0 | 0.45957 | 0.0459 | 0.0001 | 0.041667 | 0.16913 | 0
6203 | 1 | 0.00018817 | 0 | 0 | 0.00018797 | 0.00011416 | 0 | 0.41233 | 0.03 | 0.0001 | 0.0083333 | 0.043863 | 0
6204 | 1 | 0.00018114 | 0 | 0 | 0.00020677 | 0.00011416 | 0 | 0.3739 | 0.0484 | 0.0001 | 0.0083333 | 0.0013373 | 0
6205 | 1 | 0.00018209 | 0 | 0 | 0.00018797 | 0.00011416 | 0 | 0.3803 | 0.0601 | 0.0001 | 0.0083333 | 0.15763 | 0
6206 | 1 | 0.00017841 | 0 | 0 | 0.00019032 | 0.00011416 | 0 | 0.27862 | 0.0687 | 0.0001 | 0.016667 | 0.61627 | 0
6207 | 1 | 0.00017637 | 0 | 0 | 0.00021382 | 0.00011416 | 0 | 0.22418 | 0.2066 | 0.0001 | 0.041667 | 0.80203 | 0
6208 | 1 | 0.00016838 | 0 | 0 | 0.00022322 | 0.00011416 | 0 | 0.27462 | 0.6063 | 0.0001 | 0.058333 | 0.48536 | 0
6209 | 1 | 0.00017273 | 0 | 0 | 0.00022322 | 0.00011416 | 0.0157 | 0.33147 | 0.8849 | 0.0001 | 0.05 | 0.13991 | 0.0157
6210 | 1 | 0.00016337 | 0 | 0 | 0.00016448 | 0.00011416 | 0.00585 | 0.36749 | 0.9656 | 0.0001 | 0.066667 | 0.0023692 | 0.00585
6211 | 1 | 0.0001456 | 9.8425e-06 | 0 | 0.00011748 | 0.00011416 | 0 | 0.51241 | 0.9487 | 0.0001 | 0.083333 | 0.04228 | 0
6212 | 1 | 0.00015077 | 3.3873e-05 | 0 | 8.8113e-05 | 0.00011416 | 0 | 0.60048 | 0.8997 | 0.0001 | 0.083333 | 0.30296 | 0
6213 | 1 | 0.00013144 | 4.5338e-05 | 0 | 5.8742e-05 | 0.00011416 | 0 | 0.65893 | 0.8288 | 0.0001 | 0.10833 | 0.34926 | 0
6214 | 1 | 0.00012159 | 4.9596e-05 | 0 | 3.7595e-05 | 0.00011416 | 0 | 0.69416 | 0.742 | 0.0001 | 0.125 | 0.18935 | 0
6215 | 1 | 9.9787e-05 | 4.4675e-05 | 0 | 2.3497e-05 | 0.00011416 | 0 | 0.70616 | 0.7227 | 0.0001 | 0.11667 | 0.047668 | 0
6216 | 1 | 7.5648e-05 | 3.3192e-05 | 0 | 9.3987e-06 | 0.00011416 | 0 | 0.66293 | 0.722 | 0.0001 | 0.11667 | 0.0013373 | 0
6217 | 1 | 6.1158e-05 | 3.1709e-05 | 0 | 5.8742e-06 | 0.00011416 | 0 | 0.66533 | 0.7191 | 0.0001 | 0.11667 | 0.1707 | 0
6218 | 1 | 4.7677e-05 | 3.8044e-05 | 0 | 2.3497e-06 | 0.00011416 | 0 | 0.67894 | 0.6405 | 0.0001 | 0.10833 | 0.66376 | 0
6219 | 1 | 4.4551e-05 | 4.5216e-05 | 0 | 1.1748e-06 | 0.00011416 | 0 | 0.65572 | 0.5873 | 0.0001 | 0.10833 | 0.8648 | 0
6220 | 1 | 4.6742e-05 | 5.1272e-05 | 0 | 1.4098e-05 | 0.00011416 | 0 | 0.60128 | 0.4556 | 0.0001 | 0.05 | 0.52239 | 0
6221 | 1 | 6.3734e-05 | 5.6106e-05 | 0 | 3.7595e-05 | 0.00011416 | 0 | 0.55004 | 0.2491 | 0.0001 | 0.041667 | 0.15046 | 0
6222 | 1 | 0.00010509 | 5.9352e-05 | 0 | 9.3987e-05 | 0.00011416 | 0 | 0.52362 | 0.1372 | 0.0001 | 0.11667 | 0.0024584 | 0
6223 | 1 | 0.00014245 | 4.6891e-05 | 0 | 0.0001821 | 0.00011416 | 0 | 0.56605 | 0.1196 | 0.0001 | 0.10833 | 0.047084 | 0
6224 | 1 | 0.00015635 | 3.2267e-05 | 0 | 0.0001586 | 0.00011416 | 0.0049363 | 0.51481 | 0.2298 | 0.0001 | 0.066667 | 0.32965 | 0.0049363
6225 | 1 | 0.0001705 | 2.3856e-05 | 0 | 0.00014685 | 0.00011416 | 0 | 0.49079 | 0.2665 | 0.0001 | 0.033333 | 0.37624 | 0
6226 | 1 | 0.0001738 | 1.6038e-05 | 0 | 0.00016448 | 0.00011416 | 0 | 0.46437 | 0.2363 | 0.0001 | 0.083333 | 0.20222 | 0
6227 | 1 | 0.00018317 | 1.0959e-05 | 0 | 0.00018797 | 0.00011416 | 0 | 0.44516 | 0.1784 | 0.0001 | 0.11667 | 0.050053 | 0
6228 | 1 | 0.00017427 | 5.7415e-06 | 0 | 0.00020677 | 0.00011416 | 0 | 0.40352 | 0.1918 | 0.0001 | 0.11667 | 0.0013373 | 0
6229 | 1 | 0.00017334 | 3.0191e-06 | 0 | 0.00018797 | 0.00011416 | 0 | 0.36589 | 0.2316 | 0.0001 | 0.1 | 0.17981 | 0
6230 | 1 | 0.00017256 | 1.0628e-05 | 0 | 0.00019032 | 0.00011416 | 0 | 0.3755 | 0.2432 | 0.0001 | 0.05 | 0.69673 | 0
6231 | 1 | 0.0001671 | 2.2111e-05 | 0 | 0.00021382 | 0.00011416 | 0.025584 | 0.31705 | 0.2837 | 0.0001 | 0.066667 | 0.90842 | 0.025584
6232 | 1 | 0.0001614 | 2.8742e-05 | 0 | 0.00022322 | 0.00011416 | 0 | 0.21617 | 0.31 | 0.0001 | 0.13333 | 0.5481 | 0
6233 | 1 | 0.00016044 | 3.2355e-05 | 0 | 0.00022322 | 0.00011416 | 0.13759 | 0.17614 | 0.3324 | 0.0001 | 0.13333 | 0.15777 | 0.13759
6234 | 1 | 0.00015196 | 5.3348e-05 | 0 | 0.00016448 | 0.00011416 | 0.031077 | 0.14652 | 0.3584 | 0.0001 | 0.11667 | 0.0025191 | 0.031077
6235 | 1 | 0.00014303 | 7.6175e-05 | 0 | 0.00011748 | 0.00011416 | 0 | 0.13691 | 0.3966 | 0.0001 | 0.058333 | 0.050481 | 0
6236 | 1 | 0.00015268 | 7.5791e-05 | 0 | 8.8113e-05 | 0.00011416 | 0 | 0.18255 | 0.451 | 0.0001 | 0.05 | 0.34828 | 0
6237 | 1 | 0.00013315 | 7.6873e-05 | 0 | 5.8742e-05 | 0.00011416 | 0 | 0.20256 | 0.4698 | 0.0001 | 0.075 | 0.39498 | 0
6238 | 1 | 0.00011931 | 8.3312e-05 | 0 | 3.7595e-05 | 0.00011416 | 0 | 0.21137 | 0.4535 | 0.0001 | 0.14167 | 0.21111 | 0
6239 | 1 | 0.00010228 | 9.2492e-05 | 0 | 2.3497e-05 | 0.00011416 | 0 | 0.21377 | 0.4157 | 0.0001 | 0.13333 | 0.051687 | 0
6240 | 1 | 7.35e-05 | 9.9629e-05 | 0 | 9.3987e-06 | 0.00011416 | 0 | 0.21297 | 0.3577 | 0.0001 | 0.11667 | 0.0013373 | 0
6241 | 1 | 5.6696e-05 | 0.00010466 | 0 | 5.8742e-06 | 0.00011416 | 0 | 0.22738 | 0.3026 | 0.0001 | 0.10833 | 0.17981 | 0
6242 | 1 | 4.6061e-05 | 0.00010773 | 0 | 2.3497e-06 | 0.00011416 | 0 | 0.2498 | 0.2894 | 0.0001 | 0.13333 | 0.69673 | 0
6243 | 1 | 4.4578e-05 | 0.0001104 | 0 | 1.1748e-06 | 0.00011416 | 0 | 0.2522 | 0.3101 | 0.0001 | 0.13333 | 0.90842 | 0
6244 | 1 | 4.9707e-05 | 0.00011284 | 0 | 1.4098e-05 | 0.00011416 | 0 | 0.23779 | 0.3489 | 0.0001 | 0.125 | 0.5481 | 0
6245 | 1 | 6.1911e-05 | 0.00011401 | 0 | 3.7595e-05 | 0.00011416 | 0 | 0.26261 | 0.3641 | 0.0001 | 0.066667 | 0.15777 | 0
6246 | 1 | 0.00010152 | 0.00011214 | 0 | 9.3987e-05 | 0.00011416 | 0 | 0.28022 | 0.3693 | 0.0001 | 0.083333 | 0.0025191 | 0
6247 | 1 | 0.00013885 | 9.7046e-05 | 0 | 0.0001821 | 0.00011416 | 0.021194 | 0.28343 | 0.3821 | 0.0001 | 0.125 | 0.050481 | 0.021194
6248 | 1 | 0.00015418 | 7.0398e-05 | 0 | 0.0001586 | 0.00011416 | 0.15543 | 0.26181 | 0.3888 | 0.0001 | 0.11667 | 0.34828 | 0.15543
6249 | 1 | 0.00016717 | 3.4728e-05 | 0 | 0.00014685 | 0.00011416 | 0.49654 | 0.2554 | 0.4059 | 0.0001 | 0.05 | 0.39498 | 0.49654
6250 | 1 | 0.00017247 | 6.3872e-06 | 0 | 0.00016448 | 0.00011416 | 0.067047 | 0.27622 | 0.4053 | 0.0001 | 0.033333 | 0.21111 | 0.067047
6251 | 1 | 0.00017845 | 0 | 0 | 0.00018797 | 0.00011416 | 0.013371 | 0.29063 | 0.3833 | 0.0001 | 0.10833 | 0.051687 | 0.013371
6252 | 1 | 0.00016473 | 0 | 0 | 0.00020677 | 0.00011416 | 0.019957 | 0.32746 | 0.3474 | 0.0001 | 0.11667 | 0.0013373 | 0.019957
6253 | 1 | 0.00016074 | 0 | 0 | 0.00018797 | 0.00011416 | 0.28916 | 0.38511 | 0.3157 | 0.0001 | 0.041667 | 0.1707 | 0.28916
6254 | 1 | 0.00015464 | 0 | 0 | 0.00019032 | 0.00011416 | 0.15872 | 0.36589 | 0.2595 | 0.0001 | 0.033333 | 0.66376 | 0.15872
6255 | 1 | 0.00014754 | 0 | 0 | 0.00021382 | 0.00011416 | 0.025785 | 0.28583 | 0.1925 | 0.0001 | 0.05 | 0.8648 | 0.025785
6256 | 1 | 0.00014288 | 0 | 0 | 0.00022322 | 0.00011416 | 0.18191 | 0.2466 | 0.1329 | 0.0001 | 0.11667 | 0.52239 | 0.18191
6257 | 1 | 0.00014305 | 1.0418e-05 | 0 | 0.00022322 | 0.00011416 | 0 | 0.21697 | 0.0902 | 0.0001 | 0.10833 | 0.15046 | 0
6258 | 1 | 0.00013989 | 3.0732e-05 | 0 | 0.00016448 | 0.00011416 | 0.0093043 | 0.21377 | 0.0639 | 0.0001 | 0.075 | 0.0024584 | 0.0093043
6259 | 1 | 0.00013355 | 4.4483e-05 | 0 | 0.00011748 | 0.00011416 | 0 | 0.18575 | 0.0386 | 0.0001 | 0.066667 | 0.047084 | 0
6260 | 1 | 0.0001401 | 5.176e-05 | 0 | 8.8113e-05 | 0.00011416 | 0 | 0.15693 | 0.025 | 0.0001 | 0.083333 | 0.32965 | 0
6261 | 1 | 0.00012347 | 5.8444e-05 | 0 | 5.8742e-05 | 0.00011416 | 0 | 0.15452 | 0.0181 | 0.0001 | 0.083333 | 0.37624 | 0
6262 | 1 | 0.00011379 | 6.607e-05 | 0 | 3.7595e-05 | 0.00011416 | 0 | 0.17374 | 0.0164 | 0.0001 | 0.1 | 0.20222 | 0
6263 | 1 | 0.00010158 | 7.3906e-05 | 0 | 2.3497e-05 | 0.00011416 | 0 | 0.14732 | 0.0213 | 0.0001 | 0.10833 | 0.050053 | 0
6264 | 1 | 7.4903e-05 | 8.2701e-05 | 0 | 9.3987e-06 | 0.00011416 | 0 | 0.1281 | 0.0413 | 0.0001 | 0.091667 | 0.0013373 | 0
6265 | 1 | 5.2923e-05 | 9.0729e-05 | 0 | 5.8742e-06 | 0.00011416 | 0 | 0.11689 | 0.0788 | 0.0001 | 0.083333 | 0.15763 | 0
6266 | 1 | 4.2146e-05 | 9.6261e-05 | 0 | 2.3497e-06 | 0.00011416 | 0 | 0.096077 | 0.1236 | 0.0001 | 0.083333 | 0.61627 | 0
6267 | 1 | 3.4546e-05 | 9.8355e-05 | 0 | 1.1748e-06 | 0.00011416 | 0 | 0.085669 | 0.1715 | 0.0001 | 0.083333 | 0.80203 | 0
6268 | 1 | 2.8535e-05 | 9.8896e-05 | 0 | 1.4098e-05 | 0.00011416 | 0 | 0.072058 | 0.2117 | 0.0001 | 0.083333 | 0.48536 | 0
6269 | 1 | 3.0541e-05 | 9.8861e-05 | 0 | 3.7595e-05 | 0.00011416 | 0 | 0.065653 | 0.2398 | 0.0001 | 0.083333 | 0.13991 | 0
6270 | 1 | 4.4474e-05 | 9.7832e-05 | 0 | 9.3987e-05 | 0.00011416 | 0 | 0.052042 | 0.2595 | 0.0001 | 0.083333 | 0.0023692 | 0
6271 | 1 | 5.8739e-05 | 7.7833e-05 | 0 | 0.0001821 | 0.00011416 | 0.0033763 | 0.047238 | 0.2676 | 0.0001 | 0.091667 | 0.04228 | 0.0033763
6272 | 1 | 8.4694e-05 | 5.4936e-05 | 0 | 0.0001586 | 0.00011416 | 0.0033986 | 0.046437 | 0.2647 | 0.0001 | 0.11667 | 0.30296 | 0.0033986
6273 | 1 | 0.00010938 | 3.2285e-05 | 0 | 0.00014685 | 0.00011416 | 0 | 0.034428 | 0.2516 | 0.0001 | 0.11667 | 0.34926 | 0
6274 | 1 | 0.00012189 | 1.3019e-05 | 0 | 0.00016448 | 0.00011416 | 0 | 0.035228 | 0.225 | 0.0001 | 0.11667 | 0.18935 | 0
6275 | 1 | 0.00013259 | 0 | 0 | 0.00018797 | 0.00011416 | 0 | 0.048839 | 0.1958 | 0.0001 | 0.1 | 0.047668 | 0
6276 | 1 | 0.00012728 | 0 | 0 | 0.00020677 | 0.00011416 | 0.0083683 | 0.056045 | 0.1785 | 0.0001 | 0.083333 | 0.0013373 | 0.0083683
6277 | 1 | 0.00012001 | 0 | 0 | 0.00018797 | 0.00011416 | 0.05489 | 0.061649 | 0.1681 | 0.0001 | 0.075 | 0.13351 | 0.05489
6278 | 1 | 0.00011218 | 0 | 0 | 0.00019032 | 0.00011416 | 0.13182 | 0.078463 | 0.1574 | 0.0001 | 0.075 | 0.5282 | 0.13182
6279 | 1 | 0.00010026 | 0 | 0 | 0.00021382 | 0.00011416 | 0.0195 | 0.077662 | 0.1421 | 0.0001 | 0.075 | 0.68575 | 0.0195
6280 | 1 | 9.8756e-05 | 0 | 0 | 0.00022322 | 0.00011416 | 0.0031646 | 0.082466 | 0.1242 | 0.0001 | 0.075 | 0.41662 | 0.0031646
6281 | 1 | 0.00010519 | 8.0799e-06 | 0 | 0.00022322 | 0.00011416 | 0.0044794 | 0.08807 | 0.1138 | 0.0001 | 0.11667 | 0.12033 | 0.0044794
6282 | 1 | 0.00010353 | 4.2476e-05 | 0 | 0.00016448 | 0.00011416 | 0.0085577 | 0.096077 | 0.1053 | 0.0001 | 0.11667 | 0.0021973 | 0.0085577
6283 | 1 | 9.8338e-05 | 7.3033e-05 | 0 | 0.00011748 | 0.00011416 | 0 | 0.094476 | 0.095 | 0.0001 | 0.10833 | 0.033674 | 0
6284 | 1 | 0.00010242 | 8.7239e-05 | 0 | 8.8113e-05 | 0.00011416 | 0 | 0.086469 | 0.0821 | 0.0001 | 0.1 | 0.25398 | 0
6285 | 1 | 8.9493e-05 | 9.9804e-05 | 0 | 5.8742e-05 | 0.00011416 | 0 | 0.093675 | 0.0637 | 0.0001 | 0.075 | 0.29924 | 0
6286 | 1 | 7.7617e-05 | 0.00011059 | 0 | 3.7595e-05 | 0.00011416 | 0 | 0.066453 | 0.0439 | 0.0001 | 0.075 | 0.16527 | 0
6287 | 1 | 6.8551e-05 | 0.00011977 | 0 | 2.3497e-05 | 0.00011416 | 0 | 0.048038 | 0.0282 | 0.0001 | 0.075 | 0.043128 | 0
6288 | 1 | 4.8358e-05 | 0.00012619 | 0 | 9.3987e-06 | 0.00011416 | 0 | 0.038431 | 0.0173 | 0.0001 | 0.083333 | 0.0013373 | 0
6289 | 1 | 3.6236e-05 | 0.00013038 | 0 | 5.8742e-06 | 0.00011416 | 0 | 0.024019 | 0.0112 | 0.0001 | 0.083333 | 0.11199 | 0
6290 | 1 | 2.1972e-05 | 0.00013399 | 0 | 2.3497e-06 | 0.00011416 | 0 | 0.014412 | 0.0091 | 0.0001 | 0.10833 | 0.44895 | 0
6291 | 1 | 1.223e-05 | 0.00013785 | 0 | 1.1748e-06 | 0.00011416 | 0 | 0.01281 | 0.0124 | 0.0001 | 0.11667 | 0.58129 | 0
6292 | 1 | 1.3117e-05 | 0.00014142 | 0 | 1.4098e-05 | 0.00011416 | 0 | 0.015212 | 0.0177 | 0.0001 | 0.083333 | 0.3547 | 0
6293 | 1 | 1.5044e-05 | 0.00014247 | 0 | 3.7595e-05 | 0.00011416 | 0 | 0.016013 | 0.0257 | 0.0001 | 0.066667 | 0.10266 | 0
6294 | 1 | 2.5638e-05 | 0.00013696 | 0 | 9.3987e-05 | 0.00011416 | 0 | 0.021617 | 0.0399 | 0.0001 | 0.075 | 0.0020339 | 0
6295 | 1 | 3.2022e-05 | 0.00010839 | 0 | 0.0001821 | 0.00011416 | 0.061308 | 0.016813 | 0.0584 | 0.0001 | 0.083333 | 0.026323 | 0.061308
6296 | 1 | 5.3872e-05 | 7.4569e-05 | 0 | 0.0001586 | 0.00011416 | 0.22924 | 0.017614 | 0.0795 | 0.0001 | 0.1 | 0.21058 | 0.22924
6297 | 1 | 7.9987e-05 | 4.0469e-05 | 0 | 0.00014685 | 0.00011416 | 0.43488 | 0.013611 | 0.0964 | 0.0001 | 0.1 | 0.25424 | 0.43488
6298 | 1 | 9.3114e-05 | 1.1989e-05 | 0 | 0.00016448 | 0.00011416 | 0.30488 | 0.010408 | 0.1109 | 0.0001 | 0.1 | 0.14333 | 0.30488
6299 | 1 | 0.00010531 | 0 | 0 | 0.00018797 | 0.00011416 | 0.41521 | 0.01201 | 0.1268 | 0.0001 | 0.11667 | 0.038885 | 0.41521
6300 | 1 | 0.00010757 | 0 | 0 | 0.00020677 | 0.00011416 | 0.68594 | 0.013611 | 0.1406 | 0.0001 | 0.10833 | 0.0013373 | 0.68594
6301 | 1 | 9.202e-05 | 0 | 0 | 0.00018797 | 0.00011416 | 0.56252 | 0.014412 | 0.1451 | 0.0001 | 0.10833 | 0.087075 | 0.56252
6302 | 1 | 8.2179e-05 | 0 | 0 | 0.00019032 | 0.00011416 | 0.76836 | 0.016813 | 0.1371 | 0.0001 | 0.075 | 0.3562 | 0.76836
6303 | 1 | 7.7081e-05 | 0 | 0 | 0.00021382 | 0.00011416 | 0.62247 | 0.018415 | 0.1249 | 0.0001 | 0.041667 | 0.4593 | 0.62247
6304 | 1 | 7.3161e-05 | 0 | 0 | 0.00022322 | 0.00011416 | 0.23062 | 0.019215 | 0.1148 | 0.0001 | 0.033333 | 0.28213 | 0.23062
6305 | 1 | 8.0703e-05 | 0 | 0 | 0.00022322 | 0.00011416 | 0.17773 | 0.016013 | 0.1043 | 0.0001 | 0.033333 | 0.081921 | 0.17773
6306 | 1 | 8.4938e-05 | 3.1534e-05 | 0 | 0.00016448 | 0.00011416 | 0 | 0.013611 | 0.1053 | 0.0001 | 0.033333 | 0.001829 | 0
6307 | 1 | 9.1926e-05 | 6.073e-05 | 0 | 0.00011748 | 0.00011416 | 0 | 0.014412 | 0.1262 | 0.0001 | 0.041667 | 0.018303 | 0
6308 | 1 | 0.00010728 | 7.6838e-05 | 0 | 8.8113e-05 | 0.00011416 | 0 | 0.013611 | 0.1613 | 0.0001 | 0.058333 | 0.16083 | 0
6309 | 1 | 9.2707e-05 | 9.134e-05 | 0 | 5.8742e-05 | 0.00011416 | 0 | 0.016813 | 0.1932 | 0.0001 | 0.058333 | 0.20159 | 0
6310 | 1 | 8.3031e-05 | 0.00010199 | 0 | 3.7595e-05 | 0.00011416 | 0 | 0.026421 | 0.2245 | 0.0001 | 0.083333 | 0.11721 | 0
6311 | 1 | 6.5595e-05 | 0.00010996 | 0 | 2.3497e-05 | 0.00011416 | 0 | 0.035228 | 0.2414 | 0.0001 | 0.10833 | 0.033674 | 0
6312 | 1 | 4.2716e-05 | 0.00011856 | 0 | 9.3987e-06 | 0.00011416 | 0 | 0.036829 | 0.2426 | 0.0001 | 0.10833 | 0.0013373 | 0
6313 | 1 | 2.6105e-05 | 0.0001279 | 0 | 5.8742e-06 | 0.00011416 | 0 | 0.032026 | 0.2356 | 0.0001 | 0.041667 | 0.06381 | 0
6314 | 1 | 1.9577e-05 | 0.00013671 | 0 | 2.3497e-06 | 0.00011416 | 0 | 0.040032 | 0.2311 | 0.0001 | 0.016667 | 0.26822 | 0
6315 | 1 | 1.4523e-05 | 0.00014361 | 0 | 1.1748e-06 | 0.00011416 | 0 | 0.044836 | 0.2337 | 0.0001 | 0.016667 | 0.34396 | 0
6316 | 1 | 2.1544e-05 | 0.00014895 | 0 | 1.4098e-05 | 0.00011416 | 0 | 0.045637 | 0.2182 | 0.0001 | 0.058333 | 0.21317 | 0
6317 | 1 | 3.8306e-05 | 0.00015312 | 0 | 3.7595e-05 | 0.00011416 | 0 | 0.056045 | 0.2102 | 0.0001 | 0.10833 | 0.062162 | 0
6318 | 1 | 8.3202e-05 | 0.00015416 | 0 | 9.3987e-05 | 0.00011416 | 0 | 0.069656 | 0.2276 | 0.0001 | 0.1 | 0.0016155 | 0
6319 | 1 | 0.00011835 | 0.00012551 | 0 | 0.0001821 | 0.00011416 | 0.065498 | 0.088871 | 0.2566 | 0.0001 | 0.033333 | 0.011446 | 0.065498
6320 | 1 | 0.00013443 | 9.394e-05 | 0 | 0.0001586 | 0.00011416 | 0.28544 | 0.11129 | 0.2784 | 0.0001 | 0.016667 | 0.11501 | 0.28544
6321 | 1 | 0.00015152 | 4.4204e-05 | 0 | 0.00014685 | 0.00011416 | 0.51728 | 0.10008 | 0.3114 | 0.0001 | 0.016667 | 0.15168 | 0.51728
6322 | 1 | 0.00016024 | 1.2739e-06 | 0 | 0.00016448 | 0.00011416 | 0.71264 | 0.060849 | 0.3457 | 0.0001 | 0.075 | 0.091868 | 0.71264
6323 | 1 | 0.00016383 | 0 | 0 | 0.00018797 | 0.00011416 | 0.76121 | 0.076061 | 0.3954 | 0.0001 | 0.1 | 0.028393 | 0.76121
6324 | 1 | 0.00015586 | 0 | 0 | 0.00020677 | 0.00011416 | 0.17135 | 0.10889 | 0.4446 | 0.0001 | 0.041667 | 0.0013373 | 0.17135
6325 | 1 | 0.0001567 | 0 | 0 | 0.00018797 | 0.00011416 | 0.27809 | 0.1273 | 0.5023 | 0.0001 | 0.016667 | 0.045108 | 0.27809
6326 | 1 | 0.00015015 | 0 | 0 | 0.00019032 | 0.00011416 | 0.11199 | 0.13211 | 0.5218 | 0.0001 | 0.016667 | 0.19607 | 0.11199
6327 | 1 | 0.00014546 | 0 | 0 | 0.00021382 | 0.00011416 | 0.11233 | 0.1297 | 0.5401 | 0.0001 | 0.066667 | 0.24976 | 0.11233
6328 | 1 | 0.00014349 | 2.862e-06 | 0 | 0.00022322 | 0.00011416 | 0.051814 | 0.13611 | 0.5299 | 0.0001 | 0.10833 | 0.15647 | 0.051814
6329 | 1 | 0.00015105 | 2.2477e-05 | 0 | 0.00022322 | 0.00011416 | 0 | 0.1209 | 0.5042 | 0.0001 | 0.091667 | 0.045866 | 0
6330 | 1 | 0.00014998 | 4.197e-05 | 0 | 0.00016448 | 0.00011416 | 0 | 0.10889 | 0.4656 | 0.0001 | 0.016667 | 0.0014192 | 0
6331 | 1 | 0.00014913 | 5.3837e-05 | 0 | 0.00011748 | 0.00011416 | 0 | 0.14652 | 0.4365 | 0.0001 | 0.016667 | 0.0065588 | 0
6332 | 1 | 0.0001478 | 5.9631e-05 | 0 | 8.8113e-05 | 0.00011416 | 0 | 0.20576 | 0.4308 | 0.0001 | 0.016667 | 0.078843 | 0
6333 | 1 | 0.00012398 | 6.45e-05 | 0 | 5.8742e-05 | 0.00011416 | 0 | 0.28423 | 0.4424 | 0.0001 | 0.091667 | 0.11077 | 0
6334 | 1 | 0.00011523 | 7.0014e-05 | 0 | 3.7595e-05 | 0.00011416 | 0 | 0.30745 | 0.4489 | 0.0001 | 0.075 | 0.070468 | 0
6335 | 1 | 0.00010035 | 7.4115e-05 | 0 | 2.3497e-05 | 0.00011416 | 0 | 0.27382 | 0.4089 | 0.0001 | 0.033333 | 0.023696 | 0
6336 | 1 | 7.4602e-05 | 7.6524e-05 | 0 | 9.3987e-06 | 0.00011416 | 0 | 0.28503 | 0.3981 | 0.0001 | 0.041667 | 0.0013373 | 0
6337 | 1 | 5.8477e-05 | 7.8792e-05 | 0 | 5.8742e-06 | 0.00011416 | 0 | 0.28343 | 0.4026 | 0.0001 | 0.05 | 0.029075 | 0
6338 | 1 | 4.7493e-05 | 7.977e-05 | 0 | 2.3497e-06 | 0.00011416 | 0 | 0.249 | 0.4093 | 0.0001 | 0.05 | 0.13256 | 0
6339 | 1 | 4.3322e-05 | 8.4359e-05 | 0 | 1.1748e-06 | 0.00011416 | 0 | 0.20737 | 0.352 | 0.0001 | 0.05 | 0.16727 | 0
6340 | 1 | 4.6065e-05 | 8.9734e-05 | 0 | 1.4098e-05 | 0.00011416 | 0 | 0.17774 | 0.2714 | 0.0001 | 0.05 | 0.1064 | 0
6341 | 1 | 5.9424e-05 | 9.6575e-05 | 0 | 3.7595e-05 | 0.00011416 | 0 | 0.13851 | 0.1899 | 0.0001 | 0.05 | 0.031417 | 0
6342 | 1 | 0.00010051 | 9.9001e-05 | 0 | 9.3987e-05 | 0.00011416 | 0 | 0.13611 | 0.1381 | 0.0001 | 0.058333 | 0.0012206 | 0
6343 | 1 | 0.00013403 | 9.0136e-05 | 0 | 0.0001821 | 0.00011416 | 0 | 0.11289 | 0.1031 | 0.0001 | 0.05 | 0.0030341 | 0
6344 | 1 | 0.00014592 | 7.3731e-05 | 0 | 0.0001586 | 0.00011416 | 0 | 0.14331 | 0.0843 | 0.0001 | 0.058333 | 0.048587 | 0
6345 | 1 | 0.00015832 | 5.2877e-05 | 0 | 0.00014685 | 0.00011416 | 0.19058 | 0.17774 | 0.0798 | 0.0001 | 0.058333 | 0.074782 | 0.19058
6346 | 1 | 0.0001681 | 3.5374e-05 | 0 | 0.00016448 | 0.00011416 | 0 | 0.21057 | 0.0792 | 0.0001 | 0.058333 | 0.050911 | 0
6347 | 1 | 0.00017945 | 2.3297e-05 | 0 | 0.00018797 | 0.00011416 | 0.099706 | 0.21297 | 0.0769 | 0.0001 | 0.058333 | 0.019119 | 0.099706
6348 | 1 | 0.00016754 | 1.9336e-05 | 0 | 0.00020677 | 0.00011416 | 0 | 0.17134 | 0.0477 | 0.0001 | 0.066667 | 0.0013373 | 0
6349 | 1 | 0.00016202 | 2.4903e-05 | 0 | 0.00018797 | 0.00011416 | 0 | 0.1193 | 0.016 | 0.0001 | 0.066667 | 0.018372 | 0
6350 | 1 | 0.0001583 | 3.232e-05 | 0 | 0.00019032 | 0.00011416 | 0.0016826 | 0.1201 | 0.0046 | 0.0001 | 0.066667 | 0.088676 | 0.0016826
6351 | 1 | 0.00016114 | 3.7363e-05 | 0 | 0.00021382 | 0.00011416 | 0.036649 | 0.21617 | 0.0052 | 0.0001 | 0.083333 | 0.11065 | 0.036649
6352 | 1 | 0.0001541 | 4.2564e-05 | 0 | 0.00022322 | 0.00011416 | 0.001638 | 0.17534 | 0.0751 | 0.0001 | 0.11667 | 0.071659 | 0.001638
6353 | 1 | 0.00015253 | 5.3209e-05 | 0 | 0.00022322 | 0.00011416 | 0.022018 | 0.13771 | 0.1882 | 0.0001 | 0.125 | 0.021338 | 0.022018
6354 | 1 | 0.00014779 | 7.4098e-05 | 0 | 0.00016448 | 0.00011416 | 0 | 0.1265 | 0.2953 | 0.0001 | 0.11667 | 0.0010584 | 0
6355 | 1 | 0.00014533 | 8.6628e-05 | 0 | 0.00011748 | 0.00011416 | 0 | 0.081665 | 0.3645 | 0.0001 | 0.1 | 0.0012111 | 0
6356 | 1 | 0.00014641 | 9.1602e-05 | 0 | 8.8113e-05 | 0.00011416 | 0 | 0.063251 | 0.4091 | 0.0001 | 0.1 | 0.029044 | 0
6357 | 1 | 0.00012392 | 9.2841e-05 | 0 | 5.8742e-05 | 0.00011416 | 0 | 0.04964 | 0.427 | 0.0001 | 0.1 | 0.049941 | 0
6358 | 1 | 0.00011629 | 9.1794e-05 | 0 | 3.7595e-05 | 0.00011416 | 0 | 0.039231 | 0.4233 | 0.0001 | 0.1 | 0.036744 | 0
6359 | 1 | 0.00010086 | 9.1898e-05 | 0 | 2.3497e-05 | 0.00011416 | 0 | 0.052842 | 0.4083 | 0.0001 | 0.1 | 0.01554 | 0
6360 | 1 | 7.5071e-05 | 9.3399e-05 | 0 | 9.3987e-06 | 0.00011416 | 0 | 0.08807 | 0.4107 | 0.0001 | 0.1 | 0.0013373 | 0
6361 | 1 | 6.0647e-05 | 9.6296e-05 | 0 | 5.8742e-06 | 0.00011416 | 0 | 0.10488 | 0.4179 | 0.0001 | 0.1 | 0.012157 | 0
6362 | 1 | 4.8046e-05 | 0.00010021 | 0 | 2.3497e-06 | 0.00011416 | 0 | 0.1257 | 0.4654 | 0.0001 | 0.091667 | 0.062188 | 0
6363 | 1 | 4.5668e-05 | 0.00010108 | 0 | 1.1748e-06 | 0.00011416 | 0 | 0.14412 | 0.5594 | 0.0001 | 0.091667 | 0.076735 | 0
6364 | 1 | 4.5912e-05 | 0.0001026 | 0 | 1.4098e-05 | 0.00011416 | 0 | 0.17054 | 0.6406 | 0.0001 | 0.091667 | 0.050594 | 0
6365 | 1 | 6.3388e-05 | 0.00010513 | 0 | 3.7595e-05 | 0.00011416 | 0 | 0.21938 | 0.6817 | 0.0001 | 0.091667 | 0.015193 | 0
6366 | 1 | 0.00010403 | 0.00010633 | 0 | 9.3987e-05 | 0.00011416 | 0 | 0.26261 | 0.6845 | 0.0001 | 0.091667 | 0.00094279 | 0
6367 | 1 | 0.00014178 | 9.9402e-05 | 0 | 0.0001821 | 0.00011416 | 0.0019723 | 0.28423 | 0.6533 | 0.0001 | 0.11667 | 0.00045479 | 0.0019723
6368 | 1 | 0.00015516 | 8.4639e-05 | 0 | 0.0001586 | 0.00011416 | 0.0018051 | 0.28823 | 0.5589 | 0.0001 | 0.125 | 0.01812 | 0.0018051
6369 | 1 | 0.00016905 | 6.5355e-05 | 0 | 0.00014685 | 0.00011416 | 0.0035323 | 0.28022 | 0.4925 | 0.0001 | 0.13333 | 0.034965 | 0.0035323
6370 | 1 | 0.00017829 | 4.3663e-05 | 0 | 0.00016448 | 0.00011416 | 0 | 0.26581 | 0.4789 | 0.0001 | 0.13333 | 0.027752 | 0
6371 | 1 | 0.00018563 | 2.6578e-05 | 0 | 0.00018797 | 0.00011416 | 0 | 0.26261 | 0.4393 | 0.0001 | 0.13333 | 0.013088 | 0
6372 | 1 | 0.00017673 | 1.5514e-05 | 0 | 0.00020677 | 0.00011416 | 0 | 0.26181 | 0.3846 | 0.0001 | 0.1 | 0.0013373 | 0
6373 | 1 | 0.0001734 | 7.9752e-06 | 0 | 0.00018797 | 0.00011416 | 0.0017049 | 0.23859 | 0.3536 | 0.0001 | 0.041667 | 0.0087032 | 0.0017049
6374 | 1 | 0.00017163 | 4.0312e-06 | 0 | 0.00019032 | 0.00011416 | 0.066155 | 0.22258 | 0.3503 | 0.0001 | 0.058333 | 0.046912 | 0.066155
6375 | 1 | 0.0001633 | 5.6368e-06 | 0 | 0.00021382 | 0.00011416 | 0 | 0.22418 | 0.3417 | 0.0001 | 0.11667 | 0.057314 | 0
6376 | 1 | 0.00016125 | 1.4415e-05 | 0 | 0.00022322 | 0.00011416 | 0 | 0.21057 | 0.3185 | 0.0001 | 0.125 | 0.038394 | 0
6377 | 1 | 0.00015961 | 2.9562e-05 | 0 | 0.00022322 | 0.00011416 | 0.049653 | 0.18014 | 0.2901 | 0.0001 | 0.125 | 0.011614 | 0.049653
6378 | 1 | 0.00015408 | 6.1428e-05 | 0 | 0.00016448 | 0.00011416 | 0 | 0.16013 | 0.2809 | 0.0001 | 0.125 | 0.00086555 | 0
6379 | 1 | 0.00014932 | 8.3609e-05 | 0 | 0.00011748 | 0.00011416 | 0 | 0.15612 | 0.2806 | 0.0001 | 0.075 | 0.00017275 | 0
6380 | 1 | 0.00015296 | 9.3033e-05 | 0 | 8.8113e-05 | 0.00011416 | 0 | 0.19696 | 0.3089 | 0.0001 | 0.075 | 0.012279 | 0
6381 | 1 | 0.00012859 | 0.00010171 | 0 | 5.8742e-05 | 0.00011416 | 0 | 0.21537 | 0.3428 | 0.0001 | 0.10833 | 0.026338 | 0
6382 | 1 | 0.00011737 | 0.00010893 | 0 | 3.7595e-05 | 0.00011416 | 0 | 0.23379 | 0.3577 | 0.0001 | 0.125 | 0.022319 | 0
6383 | 1 | 0.00010011 | 0.0001131 | 0 | 2.3497e-05 | 0.00011416 | 0 | 0.23939 | 0.3982 | 0.0001 | 0.15 | 0.011505 | 0
6384 | 1 | 7.3803e-05 | 0.00011287 | 0 | 9.3987e-06 | 0.00011416 | 0 | 0.2554 | 0.4323 | 0.0001 | 0.14167 | 0.0013373 | 0
6385 | 1 | 5.6303e-05 | 0.00011033 | 0 | 5.8742e-06 | 0.00011416 | 0 | 0.25701 | 0.4484 | 0.0001 | 0.11667 | 0.0081022 | 0
6386 | 1 | 4.6329e-05 | 0.00010816 | 0 | 2.3497e-06 | 0.00011416 | 0 | 0.29464 | 0.4737 | 0.0001 | 0.1 | 0.044193 | 0
6387 | 1 | 4.2404e-05 | 0.00010731 | 0 | 1.1748e-06 | 0.00011416 | 0 | 0.30985 | 0.4893 | 0.0001 | 0.10833 | 0.053873 | 0
6388 | 1 | 4.6579e-05 | 0.00010881 | 0 | 1.4098e-05 | 0.00011416 | 0 | 0.30985 | 0.4789 | 0.0001 | 0.125 | 0.036217 | 0
6389 | 1 | 6.2048e-05 | 0.00011242 | 0 | 3.7595e-05 | 0.00011416 | 0 | 0.33227 | 0.4617 | 0.0001 | 0.13333 | 0.010974 | 0
6390 | 1 | 0.00010418 | 0.00011595 | 0 | 9.3987e-05 | 0.00011416 | 0 | 0.33787 | 0.5165 | 0.0001 | 0.14167 | 0.00085063 | 0
6391 | 1 | 0.00014343 | 0.00010628 | 0 | 0.0001821 | 0.00011416 | 0.0061731 | 0.3699 | 0.5539 | 0.0001 | 0.13333 | 0.00013621 | 0.0061731
6392 | 1 | 0.00015901 | 7.8339e-05 | 0 | 0.0001586 | 0.00011416 | 0 | 0.38271 | 0.5916 | 0.0001 | 0.13333 | 0.011287 | 0
6393 | 1 | 0.00017018 | 4.8183e-05 | 0 | 0.00014685 | 0.00011416 | 0.44301 | 0.31465 | 0.6165 | 0.0001 | 0.13333 | 0.024803 | 0.44301
6394 | 1 | 0.00017137 | 2.1605e-05 | 0 | 0.00016448 | 0.00011416 | 0.60214 | 0.29063 | 0.6217 | 0.0001 | 0.125 | 0.021325 | 0.60214
6395 | 1 | 0.00017836 | 0 | 0 | 0.00018797 | 0.00011416 | 0.85115 | 0.36509 | 0.5941 | 0.0001 | 0.125 | 0.011204 | 0.85115
6396 | 1 | 0.00017066 | 0 | 0 | 0.00020677 | 0.00011416 | 0.14717 | 0.43955 | 0.516 | 0.0001 | 0.1 | 0.0013373 | 0.14717
6397 | 1 | 0.00017026 | 0 | 0 | 0.00018797 | 0.00011416 | 0.001716 | 0.43555 | 0.4525 | 0.0001 | 0.075 | 0.0093331 | 0.001716
6398 | 1 | 0.00016594 | 0 | 0 | 0.00019032 | 0.00011416 | 0 | 0.43635 | 0.3829 | 0.0001 | 0.058333 | 0.04974 | 0
6399 | 1 | 0.00016314 | 0 | 0 | 0.00021382 | 0.00011416 | 0 | 0.41553 | 0.3336 | 0.0001 | 0.075 | 0.0609 | 0
6400 | 1 | 0.00016409 | 0 | 0 | 0.00022322 | 0.00011416 | 0 | 0.36349 | 0.3044 | 0.0001 | 0.11667 | 0.040656 | 0
6401 | 1 | 0.00016901 | 6.9805e-06 | 0 | 0.00022322 | 0.00011416 | 0.026119 | 0.29784 | 0.2963 | 0.0001 | 0.125 | 0.012279 | 0.026119
6402 | 1 | 0.00016505 | 3.026e-05 | 0 | 0.00016448 | 0.00011416 | 0 | 0.19376 | 0.2922 | 0.0001 | 0.1 | 0.00088065 | 0
6403 | 1 | 0.00015666 | 4.9806e-05 | 0 | 0.00011748 | 0.00011416 | 0 | 0.14331 | 0.3073 | 0.0001 | 0.075 | 0.0002153 | 0
6404 | 1 | 0.00015485 | 6.1795e-05 | 0 | 8.8113e-05 | 0.00011416 | 0 | 0.1209 | 0.3274 | 0.0001 | 0.066667 | 0.013328 | 0
6405 | 1 | 0.00013046 | 7.3417e-05 | 0 | 5.8742e-05 | 0.00011416 | 0 | 0.15052 | 0.3193 | 0.0001 | 0.066667 | 0.027934 | 0
6406 | 1 | 0.0001215 | 8.3138e-05 | 0 | 3.7595e-05 | 0.00011416 | 0 | 0.18335 | 0.3088 | 0.0001 | 0.066667 | 0.023343 | 0
6407 | 1 | 0.00010635 | 9.2509e-05 | 0 | 2.3497e-05 | 0.00011416 | 0 | 0.18575 | 0.3044 | 0.0001 | 0.091667 | 0.01181 | 0
6408 | 1 | 7.7721e-05 | 0.00010113 | 0 | 9.3987e-06 | 0.00011416 | 0 | 0.18175 | 0.2899 | 0.0001 | 0.11667 | 0.0013373 | 0
6409 | 1 | 5.8792e-05 | 0.00010909 | 0 | 5.8742e-06 | 0.00011416 | 0 | 0.16733 | 0.2673 | 0.0001 | 0.11667 | 0.012942 | 0
6410 | 1 | 4.7953e-05 | 0.00011654 | 0 | 2.3497e-06 | 0.00011416 | 0 | 0.15532 | 0.2174 | 0.0001 | 0.091667 | 0.065594 | 0
6411 | 1 | 4.5002e-05 | 0.00012314 | 0 | 1.1748e-06 | 0.00011416 | 0 | 0.1249 | 0.1761 | 0.0001 | 0.091667 | 0.081082 | 0
6412 | 1 | 4.7113e-05 | 0.00013001 | 0 | 1.4098e-05 | 0.00011416 | 0 | 0.10729 | 0.1461 | 0.0001 | 0.091667 | 0.053309 | 0
6413 | 1 | 6.1349e-05 | 0.00013528 | 0 | 3.7595e-05 | 0.00011416 | 0 | 0.095276 | 0.1276 | 0.0001 | 0.091667 | 0.015987 | 0
6414 | 1 | 0.00010693 | 0.00013882 | 0 | 9.3987e-05 | 0.00011416 | 0 | 0.08727 | 0.1186 | 0.0001 | 0.091667 | 0.00095877 | 0
6415 | 1 | 0.00014408 | 0.00011649 | 0 | 0.0001821 | 0.00011416 | 0.0043011 | 0.083267 | 0.1163 | 0.0001 | 0.083333 | 0.00053427 | 0.0043011
6416 | 1 | 0.00015602 | 8.2981e-05 | 0 | 0.0001586 | 0.00011416 | 0.018709 | 0.061649 | 0.1162 | 0.0001 | 0.083333 | 0.019475 | 0.018709
6417 | 1 | 0.00017278 | 4.82e-05 | 0 | 0.00014685 | 0.00011416 | 0.38827 | 0.040032 | 0.1143 | 0.0001 | 0.1 | 0.03689 | 0.38827
6418 | 1 | 0.0001762 | 1.8987e-05 | 0 | 0.00016448 | 0.00011416 | 0.66765 | 0.022418 | 0.1098 | 0.0001 | 0.10833 | 0.028935 | 0.66765
6419 | 1 | 0.00018251 | 0 | 0 | 0.00018797 | 0.00011416 | 0.75026 | 0.022418 | 0.1024 | 0.0001 | 0.1 | 0.013421 | 0.75026
6420 | 1 | 0.00016987 | 0 | 0 | 0.00020677 | 0.00011416 | 0.66079 | 0.028823 | 0.0992 | 0.0001 | 0.091667 | 0.0013373 | 0.66079
6421 | 1 | 0.0001677 | 0 | 0 | 0.00018797 | 0.00011416 | 0.13858 | 0.036029 | 0.0914 | 0.0001 | 0.066667 | 0.018372 | 0.13858
6422 | 1 | 0.00016097 | 0 | 0 | 0.00019032 | 0.00011416 | 0.1102 | 0.040032 | 0.079 | 0.0001 | 0.083333 | 0.088676 | 0.1102
6423 | 1 | 0.00015259 | 0 | 0 | 0.00021382 | 0.00011416 | 0.20183 | 0.036829 | 0.0624 | 0.0001 | 0.083333 | 0.11065 | 0.20183
6424 | 1 | 0.0001502 | 0 | 0 | 0.00022322 | 0.00011416 | 0.093232 | 0.03763 | 0.0442 | 0.0001 | 0.083333 | 0.071659 | 0.093232
6425 | 1 | 0.00014789 | 1.8184e-05 | 0 | 0.00022322 | 0.00011416 | 0.076596 | 0.032026 | 0.0302 | 0.0001 | 0.083333 | 0.021338 | 0.076596
6426 | 1 | 0.00013819 | 6.0765e-05 | 0 | 0.00016448 | 0.00011416 | 0 | 0.025621 | 0.022 | 0.0001 | 0.083333 | 0.0010584 | 0
6427 | 1 | 0.00013278 | 8.3452e-05 | 0 | 0.00011748 | 0.00011416 | 0 | 0.02482 | 0.0167 | 0.0001 | 0.083333 | 0.0012111 | 0
6428 | 1 | 0.00013892 | 9.7168e-05 | 0 | 8.8113e-05 | 0.00011416 | 0 | 0.04964 | 0.0128 | 0.0001 | 0.083333 | 0.029044 | 0
6429 | 1 | 0.00011839 | 0.0001101 | 0 | 5.8742e-05 | 0.00011416 | 0 | 0.066453 | 0.0093 | 0.0001 | 0.083333 | 0.049941 | 0
6430 | 1 | 0.00011144 | 0.00012204 | 0 | 3.7595e-05 | 0.00011416 | 0 | 0.072058 | 0.0069 | 0.0001 | 0.083333 | 0.036744 | 0
6431 | 1 | 0.0001005 | 0.00013197 | 0 | 2.3497e-05 | 0.00011416 | 0 | 0.064051 | 0.007 | 0.0001 | 0.083333 | 0.01554 | 0
6432 | 1 | 7.478e-05 | 0.00014041 | 0 | 9.3987e-06 | 0.00011416 | 0 | 0.060048 | 0.0091 | 0.0001 | 0.083333 | 0.0013373 | 0
6433 | 1 | 5.5148e-05 | 0.00014856 | 0 | 5.8742e-06 | 0.00011416 | 0 | 0.057646 | 0.0126 | 0.0001 | 0.083333 | 0.025142 | 0
6434 | 1 | 4.188e-05 | 0.00015582 | 0 | 2.3497e-06 | 0.00011416 | 0 | 0.051241 | 0.0169 | 0.0001 | 0.083333 | 0.11662 | 0
6435 | 1 | 3.3008e-05 | 0.00016118 | 0 | 1.1748e-06 | 0.00011416 | 0 | 0.046437 | 0.0217 | 0.0001 | 0.083333 | 0.14666 | 0
6436 | 1 | 3.3069e-05 | 0.00016374 | 0 | 1.4098e-05 | 0.00011416 | 0 | 0.047238 | 0.025 | 0.0001 | 0.083333 | 0.0938 | 0
6437 | 1 | 3.4827e-05 | 0.00016415 | 0 | 3.7595e-05 | 0.00011416 | 0 | 0.056845 | 0.0262 | 0.0001 | 0.083333 | 0.027767 | 0
6438 | 1 | 5.0607e-05 | 0.0001634 | 0 | 9.3987e-05 | 0.00011416 | 0 | 0.06245 | 0.0277 | 0.0001 | 0.083333 | 0.0011648 | 0
6439 | 1 | 6.6983e-05 | 0.00014401 | 0 | 0.0001821 | 0.00011416 | 0.029317 | 0.064051 | 0.029 | 0.0001 | 0.083333 | 0.0023023 | 0.029317
6440 | 1 | 8.8343e-05 | 0.00011212 | 0 | 0.0001586 | 0.00011416 | 0.098971 | 0.051241 | 0.0298 | 0.0001 | 0.083333 | 0.041324 | 0.098971
6441 | 1 | 0.0001147 | 6.4622e-05 | 0 | 0.00014685 | 0.00011416 | 0.23191 | 0.035228 | 0.0296 | 0.0001 | 0.083333 | 0.065756 | 0.23191
6442 | 1 | 0.00012565 | 2.8864e-05 | 0 | 0.00016448 | 0.00011416 | 0.35998 | 0.025621 | 0.0298 | 0.0001 | 0.091667 | 0.045845 | 0.35998
6443 | 1 | 0.00013213 | 1.0174e-05 | 0 | 0.00018797 | 0.00011416 | 0.38767 | 0.044836 | 0.0336 | 0.0001 | 0.091667 | 0.017871 | 0.38767
6444 | 1 | 0.00012565 | 0 | 0 | 0.00020677 | 0.00011416 | 0.063202 | 0.068855 | 0.0407 | 0.0001 | 0.091667 | 0.0013373 | 0.063202
6445 | 1 | 0.00011962 | 0 | 0 | 0.00018797 | 0.00011416 | 0 | 0.10889 | 0.0521 | 0.0001 | 0.091667 | 0.03493 | 0
6446 | 1 | 0.0001132 | 0 | 0 | 0.00019032 | 0.00011416 | 0.28456 | 0.1281 | 0.0688 | 0.0001 | 0.075 | 0.15599 | 0.28456
6447 | 1 | 0.00010946 | 0 | 0 | 0.00021382 | 0.00011416 | 0.37454 | 0.1297 | 0.0921 | 0.0001 | 0.075 | 0.19764 | 0.37454
6448 | 1 | 0.00010652 | 0 | 0 | 0.00022322 | 0.00011416 | 0.39466 | 0.15212 | 0.1217 | 0.0001 | 0.075 | 0.1249 | 0.39466
6449 | 1 | 0.00010313 | 2.1168e-05 | 0 | 0.00022322 | 0.00011416 | 0.15469 | 0.14331 | 0.1558 | 0.0001 | 0.075 | 0.036762 | 0.15469
6450 | 1 | 0.00010331 | 6.5442e-05 | 0 | 0.00016448 | 0.00011416 | 0 | 0.1241 | 0.1889 | 0.0001 | 0.058333 | 0.0012976 | 0
6451 | 1 | 0.00010578 | 8.6837e-05 | 0 | 0.00011748 | 0.00011416 | 0 | 0.1201 | 0.2127 | 0.0001 | 0.058333 | 0.0042308 | 0
6452 | 1 | 0.00010765 | 9.8163e-05 | 0 | 8.8113e-05 | 0.00011416 | 0 | 0.16093 | 0.2277 | 0.0001 | 0.05 | 0.059529 | 0
6453 | 1 | 9.2148e-05 | 0.0001086 | 0 | 5.8742e-05 | 0.00011416 | 0 | 0.20897 | 0.239 | 0.0001 | 0.05 | 0.088053 | 0
6454 | 1 | 8.1968e-05 | 0.00011909 | 0 | 3.7595e-05 | 0.00011416 | 0 | 0.2498 | 0.2509 | 0.0001 | 0.058333 | 0.058228 | 0
6455 | 1 | 7.2007e-05 | 0.00012956 | 0 | 2.3497e-05 | 0.00011416 | 0 | 0.27782 | 0.2625 | 0.0001 | 0.075 | 0.020871 | 0
6456 | 1 | 5.2465e-05 | 0.0001393 | 0 | 9.3987e-06 | 0.00011416 | 0 | 0.27222 | 0.2641 | 0.0001 | 0.075 | 0.0013373 | 0
6457 | 1 | 3.4187e-05 | 0.00014891 | 0 | 5.8742e-06 | 0.00011416 | 0 | 0.28263 | 0.2595 | 0.0001 | 0.083333 | 0.04329 | 0
6458 | 1 | 2.2335e-05 | 0.00015828 | 0 | 2.3497e-06 | 0.00011416 | 0 | 0.28343 | 0.2473 | 0.0001 | 0.1 | 0.18897 | 0
6459 | 1 | 2.0281e-05 | 0.00016598 | 0 | 1.1748e-06 | 0.00011416 | 0 | 0.27862 | 0.225 | 0.0001 | 0.10833 | 0.2405 | 0
6460 | 1 | 1.8219e-05 | 0.00016947 | 0 | 1.4098e-05 | 0.00011416 | 0 | 0.26181 | 0.1995 | 0.0001 | 0.10833 | 0.15088 | 0
6461 | 1 | 2.0901e-05 | 0.00016856 | 0 | 3.7595e-05 | 0.00011416 | 0 | 0.28022 | 0.1809 | 0.0001 | 0.1 | 0.044255 | 0
6462 | 1 | 3.1107e-05 | 0.000166 | 0 | 9.3987e-05 | 0.00011416 | 0 | 0.28423 | 0.1747 | 0.0001 | 0.1 | 0.0013984 | 0
6463 | 1 | 3.6918e-05 | 0.00014825 | 0 | 0.0001821 | 0.00011416 | 0.040259 | 0.28022 | 0.1756 | 0.0001 | 0.075 | 0.006123 | 0.040259
6464 | 1 | 5.5172e-05 | 0.00011596 | 0 | 0.0001586 | 0.00011416 | 0.098793 | 0.26741 | 0.1741 | 0.0001 | 0.066667 | 0.07537 | 0.098793
6465 | 1 | 8.0632e-05 | 7.4046e-05 | 0 | 0.00014685 | 0.00011416 | 0.42841 | 0.16173 | 0.1805 | 0.0001 | 0.075 | 0.10674 | 0.42841
6466 | 1 | 9.8386e-05 | 2.8899e-05 | 0 | 0.00016448 | 0.00011416 | 0.65036 | 0.10008 | 0.1905 | 0.0001 | 0.083333 | 0.068319 | 0.65036
6467 | 1 | 0.00010538 | 0 | 0 | 0.00018797 | 0.00011416 | 0.78653 | 0.11769 | 0.1915 | 0.0001 | 0.091667 | 0.023208 | 0.78653
6468 | 1 | 0.00010905 | 0 | 0 | 0.00020677 | 0.00011416 | 0.91062 | 0.18895 | 0.1778 | 0.0001 | 0.058333 | 0.0013373 | 0.91062
6469 | 1 | 9.7018e-05 | 0 | 0 | 0.00018797 | 0.00011416 | 0.74852 | 0.23779 | 0.1685 | 0.0001 | 0.058333 | 0.052888 | 0.74852
6470 | 1 | 8.7104e-05 | 0 | 0 | 0.00019032 | 0.00011416 | 0.68894 | 0.29143 | 0.1734 | 0.0001 | 0.05 | 0.22628 | 0.68894
6471 | 1 | 7.9807e-05 | 0 | 0 | 0.00021382 | 0.00011416 | 0.43898 | 0.33147 | 0.1921 | 0.0001 | 0.05 | 0.28916 | 0.43898
6472 | 1 | 7.8458e-05 | 0 | 0 | 0.00022322 | 0.00011416 | 0.2467 | 0.33307 | 0.2136 | 0.0001 | 0.058333 | 0.18023 | 0.2467
6473 | 1 | 8.2166e-05 | 1.3176e-05 | 0 | 0.00022322 | 0.00011416 | 0.15629 | 0.31385 | 0.2255 | 0.0001 | 0.066667 | 0.052702 | 0.15629
6474 | 1 | 8.7096e-05 | 6.806e-05 | 0 | 0.00016448 | 0.00011416 | 0 | 0.245 | 0.2448 | 0.0001 | 0.075 | 0.0015043 | 0
6475 | 1 | 0.00010004 | 9.0973e-05 | 0 | 0.00011748 | 0.00011416 | 0 | 0.20977 | 0.2562 | 0.0001 | 0.075 | 0.0085089 | 0
6476 | 1 | 0.00011108 | 0.00010274 | 0 | 8.8113e-05 | 0.00011416 | 0 | 0.26181 | 0.2528 | 0.0001 | 0.075 | 0.0938 | 0
6477 | 1 | 9.3846e-05 | 0.0001153 | 0 | 5.8742e-05 | 0.00011416 | 0 | 0.31465 | 0.243 | 0.0001 | 0.075 | 0.12789 | 0
6478 | 1 | 8.617e-05 | 0.00012699 | 0 | 3.7595e-05 | 0.00011416 | 0 | 0.32426 | 0.2402 | 0.0001 | 0.075 | 0.079513 | 0
6479 | 1 | 7.0548e-05 | 0.00013748 | 0 | 2.3497e-05 | 0.00011416 | 0 | 0.29704 | 0.238 | 0.0001 | 0.075 | 0.025714 | 0
6480 | 1 | 4.4668e-05 | 0.00014832 | 0 | 9.3987e-06 | 0.00011416 | 0 | 0.26661 | 0.2217 | 0.0001 | 0.075 | 0.0013373 | 0
6481 | 1 | 3.2042e-05 | 0.00015854 | 0 | 5.8742e-06 | 0.00011416 | 0 | 0.2506 | 0.2127 | 0.0001 | 0.075 | 0.06381 | 0
6482 | 1 | 2.0878e-05 | 0.00016757 | 0 | 2.3497e-06 | 0.00011416 | 0 | 0.2498 | 0.217 | 0.0001 | 0.075 | 0.26822 | 0
6483 | 1 | 1.843e-05 | 0.000172 | 0 | 1.1748e-06 | 0.00011416 | 0 | 0.22978 | 0.2277 | 0.0001 | 0.075 | 0.34396 | 0
6484 | 1 | 2.4914e-05 | 0.00017095 | 0 | 1.4098e-05 | 0.00011416 | 0 | 0.22658 | 0.2221 | 0.0001 | 0.075 | 0.21317 | 0
6485 | 1 | 4.8578e-05 | 0.00017104 | 0 | 3.7595e-05 | 0.00011416 | 0 | 0.23058 | 0.196 | 0.0001 | 0.066667 | 0.062162 | 0
6486 | 1 | 9.4505e-05 | 0.00017017 | 0 | 9.3987e-05 | 0.00011416 | 0 | 0.21457 | 0.1771 | 0.0001 | 0.066667 | 0.0016155 | 0
6487 | 1 | 0.0001342 | 0.00015322 | 0 | 0.0001821 | 0.00011416 | 0.024938 | 0.19936 | 0.1619 | 0.0001 | 0.058333 | 0.011446 | 0.024938
6488 | 1 | 0.00014845 | 0.00012593 | 0 | 0.0001586 | 0.00011416 | 0.15184 | 0.17854 | 0.1488 | 0.0001 | 0.058333 | 0.11501 | 0.15184
6489 | 1 | 0.00016104 | 8.4586e-05 | 0 | 0.00014685 | 0.00011416 | 0.46692 | 0.092874 | 0.1425 | 0.0001 | 0.083333 | 0.15168 | 0.46692
6490 | 1 | 0.00017044 | 3.862e-05 | 0 | 0.00016448 | 0.00011416 | 0.60324 | 0.05044 | 0.1415 | 0.0001 | 0.066667 | 0.091868 | 0.60324
6491 | 1 | 0.00018097 | 6.7362e-06 | 0 | 0.00018797 | 0.00011416 | 0.82486 | 0.096077 | 0.1461 | 0.0001 | 0.016667 | 0.028393 | 0.82486
6492 | 1 | 0.00016819 | 0 | 0 | 0.00020677 | 0.00011416 | 0.74617 | 0.19135 | 0.1566 | 0.0001 | 0.025 | 0.0013373 | 0.74617
6493 | 1 | 0.0001693 | 0 | 0 | 0.00018797 | 0.00011416 | 0.84419 | 0.23299 | 0.1653 | 0.0001 | 0.05 | 0.071033 | 0.84419
6494 | 1 | 0.00016284 | 0 | 0 | 0.00019032 | 0.00011416 | 0.78779 | 0.22258 | 0.1661 | 0.0001 | 0.058333 | 0.29571 | 0.78779
6495 | 1 | 0.00015746 | 0 | 0 | 0.00021382 | 0.00011416 | 0.5451 | 0.24339 | 0.1739 | 0.0001 | 0.05 | 0.37996 | 0.5451
6496 | 1 | 0.00015781 | 0 | 0 | 0.00022322 | 0.00011416 | 0.322 | 0.26421 | 0.1989 | 0.0001 | 0.058333 | 0.23473 | 0.322
6497 | 1 | 0.000158 | 2.1064e-05 | 0 | 0.00022322 | 0.00011416 | 0.15448 | 0.26661 | 0.2227 | 0.0001 | 0.05 | 0.068347 | 0.15448
6498 | 1 | 0.00015202 | 7.0363e-05 | 0 | 0.00016448 | 0.00011416 | 0 | 0.2514 | 0.2548 | 0.0001 | 0.05 | 0.0016847 | 0
6499 | 1 | 0.00015496 | 8.7937e-05 | 0 | 0.00011748 | 0.00011416 | 0 | 0.26982 | 0.2926 | 0.0001 | 0.025 | 0.013496 | 0
6500 | 1 | 0.00015229 | 9.9245e-05 | 0 | 8.8113e-05 | 0.00011416 | 0 | 0.33227 | 0.3248 | 0.0001 | 0.025 | 0.12916 | 0
6501 | 1 | 0.00012846 | 0.00011478 | 0 | 5.8742e-05 | 0.00011416 | 0 | 0.34988 | 0.316 | 0.0001 | 0.025 | 0.16727 | 0
6502 | 1 | 0.00011841 | 0.00012872 | 0 | 3.7595e-05 | 0.00011416 | 0 | 0.34107 | 0.2965 | 0.0001 | 0.025 | 0.099862 | 0
6503 | 1 | 0.00010177 | 0.00013996 | 0 | 2.3497e-05 | 0.00011416 | 0 | 0.29944 | 0.2842 | 0.0001 | 0.025 | 0.030087 | 0
6504 | 1 | 7.3938e-05 | 0.00015121 | 0 | 9.3987e-06 | 0.00011416 | 0 | 0.28663 | 0.2833 | 0.0001 | 0.025 | 0.0013373 | 0
6505 | 1 | 5.6555e-05 | 0.00016085 | 0 | 5.8742e-06 | 0.00011416 | 0 | 0.29944 | 0.2811 | 0.0001 | 0.025 | 0.078782 | 0
6506 | 1 | 4.7438e-05 | 0.00016849 | 0 | 2.3497e-06 | 0.00011416 | 0 | 0.31385 | 0.297 | 0.0001 | 0.041667 | 0.32501 | 0
6507 | 1 | 4.143e-05 | 0.00017128 | 0 | 1.1748e-06 | 0.00011416 | 0 | 0.27942 | 0.2817 | 0.0001 | 0.05 | 0.41838 | 0
6508 | 1 | 4.4439e-05 | 0.00017195 | 0 | 1.4098e-05 | 0.00011416 | 0 | 0.26821 | 0.2766 | 0.0001 | 0.05 | 0.25771 | 0
6509 | 1 | 6.0937e-05 | 0.00017193 | 0 | 3.7595e-05 | 0.00011416 | 0 | 0.27782 | 0.2726 | 0.0001 | 0.041667 | 0.074929 | 0
6510 | 1 | 0.00010308 | 0.00017532 | 0 | 9.3987e-05 | 0.00011416 | 0 | 0.29784 | 0.2723 | 0.0001 | 0.025 | 0.0017558 | 0
6511 | 1 | 0.00013938 | 0.00016287 | 0 | 0.0001821 | 0.00011416 | 0.036861 | 0.30184 | 0.2742 | 0.0001 | 0.016667 | 0.015778 | 0.036861
6512 | 1 | 0.00015068 | 0.00013006 | 0 | 0.0001586 | 0.00011416 | 0.24501 | 0.31705 | 0.2533 | 0.0001 | 0.025 | 0.14442 | 0.24501
6513 | 1 | 0.00016701 | 8.4237e-05 | 0 | 0.00014685 | 0.00011416 | 0.45531 | 0.24019 | 0.2289 | 0.0001 | 0.033333 | 0.1839 | 0.45531
6514 | 1 | 0.00017424 | 3.6229e-05 | 0 | 0.00016448 | 0.00011416 | 0.60126 | 0.17374 | 0.2089 | 0.0001 | 0.033333 | 0.10831 | 0.60126
6515 | 1 | 0.00017796 | 0 | 0 | 0.00018797 | 0.00011416 | 0.73885 | 0.18655 | 0.2291 | 0.0001 | 0.033333 | 0.031847 | 0.73885
6516 | 1 | 0.00016788 | 0 | 0 | 0.00020677 | 0.00011416 | 0.81256 | 0.25701 | 0.263 | 0.0001 | 0.025 | 0.0013373 | 0.81256
6517 | 1 | 0.00016474 | 0 | 0 | 0.00018797 | 0.00011416 | 0.78263 | 0.35789 | 0.3095 | 0.0001 | 0.016667 | 0.084249 | 0.78263
6518 | 1 | 0.0001608 | 0 | 0 | 0.00019032 | 0.00011416 | 0.7692 | 0.45156 | 0.363 | 0.0001 | 0.016667 | 0.34559 | 0.7692
6519 | 1 | 0.00015659 | 0 | 0 | 0.00021382 | 0.00011416 | 0.53078 | 0.47878 | 0.4196 | 0.0001 | 0.016667 | 0.44538 | 0.53078
6520 | 1 | 0.00015369 | 0 | 0 | 0.00022322 | 0.00011416 | 0.40106 | 0.52522 | 0.4637 | 0.0001 | 0.016667 | 0.27383 | 0.40106
6521 | 1 | 0.00015266 | 1.6509e-05 | 0 | 0.00022322 | 0.00011416 | 0.13447 | 0.51081 | 0.476 | 0.0001 | 0.016667 | 0.079544 | 0.13447
6522 | 1 | 0.00014954 | 6.3173e-05 | 0 | 0.00016448 | 0.00011416 | 0 | 0.39071 | 0.5004 | 0.0001 | 0.016667 | 0.0018044 | 0
6523 | 1 | 0.00015179 | 8.6227e-05 | 0 | 0.00011748 | 0.00011416 | 0 | 0.3723 | 0.4973 | 0.0001 | 0.016667 | 0.017434 | 0
6524 | 1 | 0.00015312 | 0.00010073 | 0 | 8.8113e-05 | 0.00011416 | 0 | 0.39231 | 0.5123 | 0.0001 | 0.016667 | 0.15523 | 0
6525 | 1 | 0.0001323 | 0.00011446 | 0 | 5.8742e-05 | 0.00011416 | 0 | 0.36269 | 0.52 | 0.0001 | 0.016667 | 0.19557 | 0
6526 | 1 | 0.0001193 | 0.00012622 | 0 | 3.7595e-05 | 0.00011416 | 0 | 0.36349 | 0.5125 | 0.0001 | 0.016667 | 0.11419 | 0
6527 | 1 | 0.00010352 | 0.0001364 | 0 | 2.3497e-05 | 0.00011416 | 0 | 0.36589 | 0.5065 | 0.0001 | 0.025 | 0.033057 | 0
6528 | 1 | 7.6347e-05 | 0.00014516 | 0 | 9.3987e-06 | 0.00011416 | 0 | 0.34347 | 0.4793 | 0.0001 | 0.033333 | 0.0013373 | 0
6529 | 1 | 5.7171e-05 | 0.00015334 | 0 | 5.8742e-06 | 0.00011416 | 0 | 0.32666 | 0.4393 | 0.0001 | 0.033333 | 0.087075 | 0
6530 | 1 | 4.6562e-05 | 0.00016104 | 0 | 2.3497e-06 | 0.00011416 | 0 | 0.34828 | 0.406 | 0.0001 | 0.033333 | 0.3562 | 0
6531 | 1 | 4.0829e-05 | 0.00016814 | 0 | 1.1748e-06 | 0.00011416 | 0 | 0.34107 | 0.4176 | 0.0001 | 0.033333 | 0.4593 | 0
6532 | 1 | 4.2883e-05 | 0.00017401 | 0 | 1.4098e-05 | 0.00011416 | 0 | 0.34267 | 0.4173 | 0.0001 | 0.025 | 0.28213 | 0
6533 | 1 | 5.4634e-05 | 0.00017814 | 0 | 3.7595e-05 | 0.00011416 | 0 | 0.33387 | 0.386 | 0.0001 | 0.025 | 0.081921 | 0
6534 | 1 | 9.8666e-05 | 0.000181 | 0 | 9.3987e-05 | 0.00011416 | 0 | 0.33547 | 0.3591 | 0.0001 | 0.025 | 0.001829 | 0
6535 | 1 | 0.0001334 | 0.00016744 | 0 | 0.0001821 | 0.00011416 | 0.030676 | 0.34908 | 0.3403 | 0.0001 | 0.025 | 0.018303 | 0.030676
6536 | 1 | 0.00014748 | 0.00013413 | 0 | 0.0001586 | 0.00011416 | 0.22505 | 0.32186 | 0.2965 | 0.0001 | 0.033333 | 0.16083 | 0.22505
6537 | 1 | 0.00016544 | 8.3731e-05 | 0 | 0.00014685 | 0.00011416 | 0.43005 | 0.25701 | 0.2492 | 0.0001 | 0.025 | 0.20159 | 0.43005
6538 | 1 | 0.00017346 | 3.4728e-05 | 0 | 0.00016448 | 0.00011416 | 0.58811 | 0.21777 | 0.2333 | 0.0001 | 0.025 | 0.11721 | 0.58811
6539 | 1 | 0.00017972 | 6.3348e-06 | 0 | 0.00018797 | 0.00011416 | 0.70991 | 0.26661 | 0.2581 | 0.0001 | 0.0083333 | 0.033674 | 0.70991
6540 | 1 | 0.00016876 | 0 | 0 | 0.00020677 | 0.00011416 | 0 | 0.36669 | 0.3025 | 0.0001 | 0.0083333 | 0.0013373 | 0
6541 | 1 | 0.00016642 | 0 | 0 | 0.00018797 | 0.00011416 | 0.75069 | 0.3723 | 0.3537 | 0.0001 | 0.0083333 | 0.087075 | 0.75069
6542 | 1 | 0.00016069 | 0 | 0 | 0.00019032 | 0.00011416 | 0.72707 | 0.36189 | 0.3926 | 0.0001 | 0.025 | 0.3562 | 0.72707
6543 | 1 | 0.00015321 | 0 | 0 | 0.00021382 | 0.00011416 | 0.52697 | 0.36509 | 0.4125 | 0.0001 | 0.025 | 0.4593 | 0.52697
6544 | 1 | 0.00014751 | 0 | 0 | 0.00022322 | 0.00011416 | 0.39558 | 0.40592 | 0.4095 | 0.0001 | 0.016667 | 0.28213 | 0.39558
6545 | 1 | 0.00014671 | 1.7451e-05 | 0 | 0.00022322 | 0.00011416 | 0.13963 | 0.46117 | 0.3883 | 0.0001 | 0.025 | 0.081921 | 0.13963
6546 | 1 | 0.00014489 | 6.607e-05 | 0 | 0.00016448 | 0.00011416 | 0 | 0.36109 | 0.4096 | 0.0001 | 0.016667 | 0.001829 | 0
6547 | 1 | 0.00014976 | 8.9123e-05 | 0 | 0.00011748 | 0.00011416 | 0 | 0.32186 | 0.4377 | 0.0001 | 0.016667 | 0.018303 | 0
6548 | 1 | 0.0001475 | 0.00010502 | 0 | 8.8113e-05 | 0.00011416 | 0 | 0.35468 | 0.4507 | 0.0001 | 0.016667 | 0.16083 | 0
6549 | 1 | 0.00012329 | 0.00012047 | 0 | 5.8742e-05 | 0.00011416 | 0 | 0.38671 | 0.447 | 0.0001 | 0.025 | 0.20159 | 0
6550 | 1 | 0.00011152 | 0.00013214 | 0 | 3.7595e-05 | 0.00011416 | 0 | 0.35789 | 0.4518 | 0.0001 | 0.025 | 0.11721 | 0
6551 | 1 | 9.6979e-05 | 0.00014214 | 0 | 2.3497e-05 | 0.00011416 | 0 | 0.31305 | 0.4581 | 0.0001 | 0.025 | 0.033674 | 0
6552 | 1 | 6.6561e-05 | 0.00015197 | 0 | 9.3987e-06 | 0.00011416 | 0 | 0.28583 | 0.4499 | 0.0001 | 0.025 | 0.0013373 | 0
6553 | 1 | 5.0051e-05 | 0.00016191 | 0 | 5.8742e-06 | 0.00011416 | 0 | 0.28423 | 0.4113 | 0.0001 | 0.025 | 0.084249 | 0
6554 | 1 | 3.6569e-05 | 0.00017176 | 0 | 2.3497e-06 | 0.00011416 | 0 | 0.30905 | 0.3637 | 0.0001 | 0.025 | 0.34559 | 0
6555 | 1 | 3.3032e-05 | 0.00018151 | 0 | 1.1748e-06 | 0.00011416 | 0 | 0.30665 | 0.3462 | 0.0001 | 0.025 | 0.44538 | 0
6556 | 1 | 3.6675e-05 | 0.00018912 | 0 | 1.4098e-05 | 0.00011416 | 0 | 0.30024 | 0.3206 | 0.0001 | 0.016667 | 0.27383 | 0
6557 | 1 | 5.2941e-05 | 0.00019266 | 0 | 3.7595e-05 | 0.00011416 | 0 | 0.27542 | 0.2916 | 0.0001 | 0.016667 | 0.079544 | 0
6558 | 1 | 9.4947e-05 | 0.00019434 | 0 | 9.3987e-05 | 0.00011416 | 0 | 0.26982 | 0.285 | 0.0001 | 0.033333 | 0.0018044 | 0
6559 | 1 | 0.00013171 | 0.00018462 | 0 | 0.0001821 | 0.00011416 | 0.026687 | 0.29384 | 0.2887 | 0.0001 | 0.033333 | 0.017434 | 0.026687
6560 | 1 | 0.00014323 | 0.0001546 | 0 | 0.0001586 | 0.00011416 | 0 | 0.28183 | 0.2716 | 0.0001 | 0.025 | 0.15523 | 0
6561 | 1 | 0.00015949 | 0.00010762 | 0 | 0.00014685 | 0.00011416 | 0.5067 | 0.19696 | 0.2568 | 0.0001 | 0.0083333 | 0.19557 | 0.5067
6562 | 1 | 0.00016767 | 5.9526e-05 | 0 | 0.00016448 | 0.00011416 | 0.6908 | 0.15532 | 0.2748 | 0.0001 | 0.0083333 | 0.11419 | 0.6908
6563 | 1 | 0.00017186 | 2.8446e-05 | 0 | 0.00018797 | 0.00011416 | 0.81848 | 0.21297 | 0.3206 | 0.0001 | 0.025 | 0.033057 | 0.81848
6564 | 1 | 0.00016251 | 1.2268e-05 | 0 | 0.00020677 | 0.00011416 | 0.86821 | 0.31865 | 0.3605 | 0.0001 | 0.033333 | 0.0013373 | 0.86821
6565 | 1 | 0.0001563 | 2.6351e-06 | 0 | 0.00018797 | 0.00011416 | 0.8504 | 0.35629 | 0.3884 | 0.0001 | 0.033333 | 0.081485 | 0.8504
6566 | 1 | 0.00015176 | 0 | 0 | 0.00019032 | 0.00011416 | 0.79081 | 0.36589 | 0.4144 | 0.0001 | 0.033333 | 0.3352 | 0.79081
6567 | 1 | 0.00015156 | 5.4099e-07 | 0 | 0.00021382 | 0.00011416 | 0.59732 | 0.39231 | 0.4282 | 0.0001 | 0.033333 | 0.43173 | 0.59732
6568 | 1 | 0.00014634 | 1.0453e-05 | 0 | 0.00022322 | 0.00011416 | 0.39001 | 0.39392 | 0.4349 | 0.0001 | 0.033333 | 0.26569 | 0.39001
6569 | 1 | 0.00014951 | 4.0312e-05 | 0 | 0.00022322 | 0.00011416 | 0.18137 | 0.3779 | 0.4274 | 0.0001 | 0.025 | 0.077214 | 0.18137
6570 | 1 | 0.00014223 | 9.7832e-05 | 0 | 0.00016448 | 0.00011416 | 0 | 0.29303 | 0.4255 | 0.0001 | 0.016667 | 0.00178 | 0
6571 | 1 | 0.00014753 | 0.00011773 | 0 | 0.00011748 | 0.00011416 | 0 | 0.28583 | 0.4111 | 0.0001 | 0.016667 | 0.016592 | 0
6572 | 1 | 0.00014538 | 0.00013034 | 0 | 8.8113e-05 | 0.00011416 | 0 | 0.32186 | 0.3596 | 0.0001 | 0.0083333 | 0.14976 | 0
6573 | 1 | 0.00011823 | 0.00014319 | 0 | 5.8742e-05 | 0.00011416 | 0 | 0.33227 | 0.3124 | 0.0001 | 0.0083333 | 0.18967 | 0
6574 | 1 | 0.0001134 | 0.000155 | 0 | 3.7595e-05 | 0.00011416 | 0 | 0.34748 | 0.2811 | 0.0001 | 0.0083333 | 0.11122 | 0
6575 | 1 | 9.997e-05 | 0.00016731 | 0 | 2.3497e-05 | 0.00011416 | 0 | 0.30424 | 0.2554 | 0.0001 | 0.0083333 | 0.032448 | 0
6576 | 1 | 6.9203e-05 | 0.0001784 | 0 | 9.3987e-06 | 0.00011416 | 0 | 0.2522 | 0.2245 | 0.0001 | 0.0083333 | 0.0013373 | 0
6577 | 1 | 5.446e-05 | 0.00018758 | 0 | 5.8742e-06 | 0.00011416 | 0 | 0.21617 | 0.1825 | 0.0001 | 0 | 0.078782 | 0
6578 | 1 | 4.1421e-05 | 0.00019682 | 0 | 2.3497e-06 | 0.00011416 | 0 | 0.18655 | 0.1363 | 0.0001 | 0 | 0.32501 | 0
6579 | 1 | 3.7707e-05 | 0.0002053 | 0 | 1.1748e-06 | 0.00011416 | 0 | 0.14892 | 0.1057 | 0.0001 | 0 | 0.41838 | 0
6580 | 1 | 4.1824e-05 | 0.00021172 | 0 | 1.4098e-05 | 0.00011416 | 0 | 0.13131 | 0.092 | 0.0001 | 0 | 0.25771 | 0
6581 | 1 | 5.6867e-05 | 0.00021657 | 0 | 3.7595e-05 | 0.00011416 | 0 | 0.13291 | 0.0867 | 0.0001 | 0.0083333 | 0.074929 | 0
6582 | 1 | 9.5465e-05 | 0.00021903 | 0 | 9.3987e-05 | 0.00011416 | 0 | 0.11849 | 0.086 | 0.0001 | 0.033333 | 0.0017558 | 0
6583 | 1 | 0.00013535 | 0.00020106 | 0 | 0.0001821 | 0.00011416 | 0.025317 | 0.1193 | 0.0935 | 0.0001 | 0.025 | 0.015778 | 0.025317
6584 | 1 | 0.00014885 | 0.00015429 | 0 | 0.0001586 | 0.00011416 | 0.23809 | 0.10248 | 0.1039 | 0.0001 | 0.016667 | 0.14442 | 0.23809
6585 | 1 | 0.00016233 | 0.00011663 | 0 | 0.00014685 | 0.00011416 | 0.503 | 0.079263 | 0.1112 | 0.0001 | 0.016667 | 0.1839 | 0.503
6586 | 1 | 0.00016799 | 6.2214e-05 | 0 | 0.00016448 | 0.00011416 | 0.67636 | 0.041633 | 0.1228 | 0.0001 | 0.025 | 0.10831 | 0.67636
6587 | 1 | 0.00017632 | 1.9231e-05 | 0 | 0.00018797 | 0.00011416 | 0.78788 | 0.027222 | 0.1317 | 0.0001 | 0.025 | 0.031847 | 0.78788
6588 | 1 | 0.00016556 | 0 | 0 | 0.00020677 | 0.00011416 | 0.80498 | 0.030424 | 0.133 | 0.0001 | 0.025 | 0.0013373 | 0.80498
6589 | 1 | 0.00015907 | 0 | 0 | 0.00018797 | 0.00011416 | 0.78754 | 0.038431 | 0.121 | 0.0001 | 0.033333 | 0.071033 | 0.78754
6590 | 1 | 0.0001516 | 0 | 0 | 0.00019032 | 0.00011416 | 0.7209 | 0.040833 | 0.1081 | 0.0001 | 0.033333 | 0.29571 | 0.7209
6591 | 1 | 0.00014938 | 0 | 0 | 0.00021382 | 0.00011416 | 0.55212 | 0.044836 | 0.1018 | 0.0001 | 0.033333 | 0.37996 | 0.55212
6592 | 1 | 0.00014476 | 0 | 0 | 0.00022322 | 0.00011416 | 0.36576 | 0.048839 | 0.098 | 0.0001 | 0.025 | 0.23473 | 0.36576
6593 | 1 | 0.00014256 | 2.3699e-05 | 0 | 0.00022322 | 0.00011416 | 0.17053 | 0.060849 | 0.102 | 0.0001 | 0.025 | 0.068347 | 0.17053
6594 | 1 | 0.00013337 | 8.4307e-05 | 0 | 0.00016448 | 0.00011416 | 0 | 0.060849 | 0.1258 | 0.0001 | 0.016667 | 0.0016847 | 0
6595 | 1 | 0.00013726 | 0.00010478 | 0 | 0.00011748 | 0.00011416 | 0 | 0.10248 | 0.1592 | 0.0001 | 0 | 0.013496 | 0
6596 | 1 | 0.0001369 | 0.00011677 | 0 | 8.8113e-05 | 0.00011416 | 0 | 0.15212 | 0.1888 | 0.0001 | 0 | 0.12916 | 0
6597 | 1 | 0.00011186 | 0.00012851 | 0 | 5.8742e-05 | 0.00011416 | 0 | 0.17134 | 0.2036 | 0.0001 | 0.0083333 | 0.16727 | 0
6598 | 1 | 0.00010628 | 0.00013968 | 0 | 3.7595e-05 | 0.00011416 | 0 | 0.16413 | 0.1997 | 0.0001 | 0.016667 | 0.099862 | 0
6599 | 1 | 9.5747e-05 | 0.00014854 | 0 | 2.3497e-05 | 0.00011416 | 0 | 0.14171 | 0.1756 | 0.0001 | 0.025 | 0.030087 | 0
6600 | 1 | 7.096e-05 | 0.000155 | 0 | 9.3987e-06 | 0.00011416 | 0 | 0.10408 | 0.1384 | 0.0001 | 0.016667 | 0.0013373 | 0
6601 | 1 | 5.2274e-05 | 0.00015919 | 0 | 5.8742e-06 | 0.00011416 | 0 | 0.080865 | 0.1018 | 0.0001 | 0.0083333 | 0.06616 | 0
6602 | 1 | 3.8172e-05 | 0.00016053 | 0 | 2.3497e-06 | 0.00011416 | 0 | 0.058447 | 0.0707 | 0.0001 | 0.016667 | 0.27718 | 0
6603 | 1 | 3.1097e-05 | 0.00015912 | 0 | 1.1748e-06 | 0.00011416 | 0 | 0.040833 | 0.0455 | 0.0001 | 0.016667 | 0.3557 | 0
6604 | 1 | 2.9437e-05 | 0.00015619 | 0 | 1.4098e-05 | 0.00011416 | 0 | 0.029624 | 0.0258 | 0.0001 | 0.016667 | 0.2202 | 0
6605 | 1 | 3.3168e-05 | 0.00015432 | 0 | 3.7595e-05 | 0.00011416 | 0 | 0.015212 | 0.0093 | 0.0001 | 0.0083333 | 0.06418 | 0
6606 | 1 | 4.6832e-05 | 0.00015327 | 0 | 9.3987e-05 | 0.00011416 | 0 | 0.016813 | 0.0015 | 0.0001 | 0.016667 | 0.0016383 | 0
6607 | 1 | 6.1477e-05 | 0.00014326 | 0 | 0.0001821 | 0.00011416 | 0 | 0.028823 | 0 | 0.0001 | 0.041667 | 0.012104 | 0
6608 | 1 | 8.172e-05 | 0.00011588 | 0 | 0.0001586 | 0.00011416 | 0.0021729 | 0.051241 | 0 | 0.0001 | 0.041667 | 0.11961 | 0.0021729
6609 | 1 | 0.00010334 | 8.6087e-05 | 0 | 0.00014685 | 0.00011416 | 0.48337 | 0.061649 | 0 | 0.0001 | 0.041667 | 0.15676 | 0.48337
6610 | 1 | 0.00011697 | 4.4029e-05 | 0 | 0.00016448 | 0.00011416 | 0.73221 | 0.032826 | 0 | 0.0001 | 0.041667 | 0.094484 | 0.73221
6611 | 1 | 0.00012389 | 8.5686e-06 | 0 | 0.00018797 | 0.00011416 | 0.7568 | 0.0088071 | 0 | 0.0001 | 0.033333 | 0.02895 | 0.7568
6612 | 1 | 0.00012238 | 0 | 0 | 0.00020677 | 0.00011416 | 0.63922 | 0.0088071 | 0.0008 | 0.0001 | 0.025 | 0.0013373 | 0.63922
6613 | 1 | 0.00011301 | 0 | 0 | 0.00018797 | 0.00011416 | 0.40597 | 0.011209 | 0.0039 | 0.0001 | 0.025 | 0.057093 | 0.40597
6614 | 1 | 0.00010432 | 0 | 0 | 0.00019032 | 0.00011416 | 0.65536 | 0.01201 | 0.0081 | 0.0001 | 0.025 | 0.24249 | 0.65536
6615 | 1 | 9.1848e-05 | 0 | 0 | 0.00021382 | 0.00011416 | 0.55588 | 0.025621 | 0.0102 | 0.0001 | 0.025 | 0.31032 | 0.55588
6616 | 1 | 9.2065e-05 | 0 | 0 | 0.00022322 | 0.00011416 | 0.35405 | 0.041633 | 0.0125 | 0.0001 | 0.025 | 0.19297 | 0.35405
6617 | 1 | 9.75e-05 | 4.9387e-06 | 0 | 0.00022322 | 0.00011416 | 0.15111 | 0.026421 | 0.0147 | 0.0001 | 0.016667 | 0.056361 | 0.15111
6618 | 1 | 9.9931e-05 | 4.0487e-05 | 0 | 0.00016448 | 0.00011416 | 0 | 0.016013 | 0.0151 | 0.0001 | 0.016667 | 0.0015481 | 0
6619 | 1 | 0.000113 | 4.9509e-05 | 0 | 0.00011748 | 0.00011416 | 0 | 0.026421 | 0.0129 | 0.0001 | 0.025 | 0.0096143 | 0
6620 | 1 | 0.00011231 | 5.9631e-05 | 0 | 8.8113e-05 | 0.00011416 | 0 | 0.022418 | 0.0116 | 0.0001 | 0.083333 | 0.10194 | 0
6621 | 1 | 9.1132e-05 | 7.0276e-05 | 0 | 5.8742e-05 | 0.00011416 | 0 | 0.014412 | 0.0122 | 0.0001 | 0.058333 | 0.13708 | 0
6622 | 1 | 8.5393e-05 | 7.0817e-05 | 0 | 3.7595e-05 | 0.00011416 | 0 | 0.0064051 | 0.0125 | 0.0001 | 0.025 | 0.084313 | 0
6623 | 1 | 7.9284e-05 | 7.6995e-05 | 0 | 2.3497e-05 | 0.00011416 | 0 | 0.0048038 | 0.0131 | 0.0001 | 0.025 | 0.026764 | 0
6624 | 1 | 5.7117e-05 | 9.6017e-05 | 0 | 9.3987e-06 | 0.00011416 | 0 | 0.0056045 | 0.0253 | 0.0001 | 0.033333 | 0.0013373 | 0
6625 | 1 | 3.7384e-05 | 0.00011924 | 0 | 5.8742e-06 | 0.00011416 | 0 | 0.0072058 | 0.0454 | 0.0001 | 0.066667 | 0.050866 | 0
6626 | 1 | 2.3571e-05 | 0.00013821 | 0 | 2.3497e-06 | 0.00011416 | 0 | 0.015212 | 0.0621 | 0.0001 | 0.058333 | 0.21846 | 0
6627 | 1 | 1.6301e-05 | 0.00014937 | 0 | 1.1748e-06 | 0.00011416 | 0 | 0.028823 | 0.0733 | 0.0001 | 0.025 | 0.27895 | 0
6628 | 1 | 1.1175e-05 | 0.00015495 | 0 | 1.4098e-05 | 0.00011416 | 0 | 0.057646 | 0.0798 | 0.0001 | 0.025 | 0.17408 | 0
6629 | 1 | 1.5906e-05 | 0.00015863 | 0 | 3.7595e-05 | 0.00011416 | 0 | 0.089672 | 0.0841 | 0.0001 | 0.025 | 0.050934 | 0
6630 | 1 | 2.1376e-05 | 0.00016123 | 0 | 9.3987e-05 | 0.00011416 | 0 | 0.090472 | 0.0841 | 0.0001 | 0.025 | 0.0014827 | 0
6631 | 1 | 3.2481e-05 | 0.00014626 | 0 | 0.0001821 | 0.00011416 | 0.04027 | 0.084067 | 0.079 | 0.0001 | 0.025 | 0.0079894 | 0.04027
6632 | 1 | 5.1902e-05 | 0.00010434 | 0 | 0.0001586 | 0.00011416 | 0.02876 | 0.056045 | 0.0738 | 0.0001 | 0.041667 | 0.089897 | 0.02876
6633 | 1 | 7.667e-05 | 6.4796e-05 | 0 | 0.00014685 | 0.00011416 | 0.048126 | 0.035228 | 0.0691 | 0.0001 | 0.041667 | 0.12346 | 0.048126
6634 | 1 | 9.435e-05 | 2.7922e-05 | 0 | 0.00016448 | 0.00011416 | 0.25983 | 0.024019 | 0.0642 | 0.0001 | 0.05 | 0.077184 | 0.25983
6635 | 1 | 0.00010771 | 4.6944e-06 | 0 | 0.00018797 | 0.00011416 | 0.35603 | 0.017614 | 0.0644 | 0.0001 | 0.041667 | 0.025199 | 0.35603
6636 | 1 | 0.00010833 | 0 | 0 | 0.00020677 | 0.00011416 | 0.74273 | 0.022418 | 0.0693 | 0.0001 | 0.033333 | 0.0013373 | 0.74273
6637 | 1 | 9.7498e-05 | 0 | 0 | 0.00018797 | 0.00011416 | 0.82189 | 0.030424 | 0.0808 | 0.0001 | 0.058333 | 0.041522 | 0.82189
6638 | 1 | 8.7765e-05 | 0 | 0 | 0.00019032 | 0.00011416 | 0.71276 | 0.020016 | 0.0823 | 0.0001 | 0.058333 | 0.18203 | 0.71276
6639 | 1 | 7.9354e-05 | 0 | 0 | 0.00021382 | 0.00011416 | 0.36758 | 0.024019 | 0.063 | 0.0001 | 0.058333 | 0.23148 | 0.36758
6640 | 1 | 7.5678e-05 | 0 | 0 | 0.00022322 | 0.00011416 | 0.036303 | 0.031225 | 0.0316 | 0.0001 | 0.058333 | 0.14542 | 0.036303
6641 | 1 | 7.8014e-05 | 1.5689e-05 | 0 | 0.00022322 | 0.00011416 | 0.12441 | 0.025621 | 0.0106 | 0.0001 | 0.058333 | 0.042682 | 0.12441
6642 | 1 | 8.9325e-05 | 4.0173e-05 | 0 | 0.00016448 | 0.00011416 | 0 | 0.026421 | 0 | 0.0001 | 0.05 | 0.0013779 | 0
6643 | 1 | 0.00010908 | 5.3296e-05 | 0 | 0.00011748 | 0.00011416 | 0 | 0.043235 | 0 | 0.0001 | 0.041667 | 0.0057069 | 0
6644 | 1 | 0.00010971 | 7.3714e-05 | 0 | 8.8113e-05 | 0.00011416 | 0 | 0.082466 | 0.0054 | 0.0001 | 0.041667 | 0.072001 | 0
6645 | 1 | 8.881e-05 | 9.0816e-05 | 0 | 5.8742e-05 | 0.00011416 | 0 | 0.10568 | 0.035 | 0.0001 | 0.041667 | 0.10281 | 0
6646 | 1 | 8.1359e-05 | 9.949e-05 | 0 | 3.7595e-05 | 0.00011416 | 0 | 0.1225 | 0.0878 | 0.0001 | 0.041667 | 0.066214 | 0
6647 | 1 | 6.9127e-05 | 0.00010293 | 0 | 2.3497e-05 | 0.00011416 | 0 | 0.13211 | 0.1438 | 0.0001 | 0.033333 | 0.022727 | 0
6648 | 1 | 4.0499e-05 | 0.00010445 | 0 | 9.3987e-06 | 0.00011416 | 0 | 0.13131 | 0.1891 | 0.0001 | 0.033333 | 0.0013373 | 0
6649 | 1 | 3.1206e-05 | 0.00010853 | 0 | 5.8742e-06 | 0.00011416 | 0 | 0.15452 | 0.1936 | 0.0001 | 0.033333 | 0.03493 | 0
6650 | 1 | 1.9921e-05 | 0.00011703 | 0 | 2.3497e-06 | 0.00011416 | 0 | 0.18014 | 0.2035 | 0.0001 | 0.033333 | 0.15599 | 0
6651 | 1 | 1.8985e-05 | 0.0001238 | 0 | 1.1748e-06 | 0.00011416 | 0 | 0.21697 | 0.2195 | 0.0001 | 0.033333 | 0.19764 | 0
6652 | 1 | 2.3863e-05 | 0.00012595 | 0 | 1.4098e-05 | 0.00011416 | 0 | 0.20897 | 0.2517 | 0.0001 | 0.033333 | 0.1249 | 0
6653 | 1 | 4.0564e-05 | 0.00012659 | 0 | 3.7595e-05 | 0.00011416 | 0 | 0.18255 | 0.2937 | 0.0001 | 0.033333 | 0.036762 | 0
6654 | 1 | 8.3578e-05 | 0.00012563 | 0 | 9.3987e-05 | 0.00011416 | 0 | 0.18575 | 0.3188 | 0.0001 | 0.033333 | 0.0012976 | 0
6655 | 1 | 0.00012715 | 0.0001193 | 0 | 0.0001821 | 0.00011416 | 0 | 0.19936 | 0.3317 | 0.0001 | 0.033333 | 0.0042308 | 0
6656 | 1 | 0.00013781 | 9.9106e-05 | 0 | 0.0001586 | 0.00011416 | 0.0090369 | 0.19376 | 0.3327 | 0.0001 | 0.033333 | 0.059529 | 0.0090369
6657 | 1 | 0.00015224 | 6.4255e-05 | 0 | 0.00014685 | 0.00011416 | 0.50152 | 0.17214 | 0.3223 | 0.0001 | 0.041667 | 0.088053 | 0.50152
6658 | 1 | 0.00016168 | 2.9685e-05 | 0 | 0.00016448 | 0.00011416 | 0 | 0.14331 | 0.2993 | 0.0001 | 0.033333 | 0.058228 | 0
6659 | 1 | 0.00016955 | 1.1099e-05 | 0 | 0.00018797 | 0.00011416 | 0 | 0.1273 | 0.2732 | 0.0001 | 0.033333 | 0.020871 | 0
6660 | 1 | 0.0001681 | 2.2338e-06 | 0 | 0.00020677 | 0.00011416 | 0 | 0.10649 | 0.2292 | 0.0001 | 0.033333 | 0.0013373 | 0
6661 | 1 | 0.00016536 | 0 | 0 | 0.00018797 | 0.00011416 | 0.1567 | 0.082466 | 0.1908 | 0.0001 | 0.033333 | 0.026411 | 0.1567
6662 | 1 | 0.00016011 | 0 | 0 | 0.00019032 | 0.00011416 | 0.029874 | 0.07526 | 0.1673 | 0.0001 | 0.033333 | 0.12178 | 0.029874
6663 | 1 | 0.00015933 | 0 | 0 | 0.00021382 | 0.00011416 | 0.0056606 | 0.067254 | 0.1711 | 0.0001 | 0.025 | 0.15333 | 0.0056606
6664 | 1 | 0.00015691 | 0 | 0 | 0.00022322 | 0.00011416 | 0 | 0.07446 | 0.1884 | 0.0001 | 0.016667 | 0.097883 | 0
6665 | 1 | 0.0001628 | 1.6125e-05 | 0 | 0.00022322 | 0.00011416 | 0 | 0.10248 | 0.2173 | 0.0001 | 0.016667 | 0.02895 | 0
6666 | 1 | 0.00016602 | 3.1726e-05 | 0 | 0.00016448 | 0.00011416 | 0 | 0.1241 | 0.2466 | 0.0001 | 0.016667 | 0.0011832 | 0
6667 | 1 | 0.00016806 | 3.5234e-05 | 0 | 0.00011748 | 0.00011416 | 0 | 0.14892 | 0.2515 | 0.0001 | 0.016667 | 0.0025314 | 0
6668 | 1 | 0.00015493 | 3.8689e-05 | 0 | 8.8113e-05 | 0.00011416 | 0 | 0.14732 | 0.2021 | 0.0001 | 0.016667 | 0.043658 | 0
6669 | 1 | 0.00013292 | 4.026e-05 | 0 | 5.8742e-05 | 0.00011416 | 0 | 0.14652 | 0.1598 | 0.0001 | 0.016667 | 0.068679 | 0
6670 | 1 | 0.00012267 | 4.1726e-05 | 0 | 3.7595e-05 | 0.00011416 | 0 | 0.15452 | 0.1289 | 0.0001 | 0.025 | 0.047495 | 0
6671 | 1 | 0.00010975 | 4.3279e-05 | 0 | 2.3497e-05 | 0.00011416 | 0 | 0.14331 | 0.094 | 0.0001 | 0.033333 | 0.01828 | 0
6672 | 1 | 8.4329e-05 | 4.5391e-05 | 0 | 9.3987e-06 | 0.00011416 | 0 | 0.11209 | 0.0679 | 0.0001 | 0.025 | 0.0013373 | 0
6673 | 1 | 6.8664e-05 | 4.6228e-05 | 0 | 5.8742e-06 | 0.00011416 | 0 | 0.17134 | 0.0482 | 0.0001 | 0.025 | 0.020473 | 0
6674 | 1 | 5.48e-05 | 4.6455e-05 | 0 | 2.3497e-06 | 0.00011416 | 0 | 0.18735 | 0.0346 | 0.0001 | 0.033333 | 0.097428 | 0
6675 | 1 | 5.0649e-05 | 4.7869e-05 | 0 | 1.1748e-06 | 0.00011416 | 0 | 0.20336 | 0.0261 | 0.0001 | 0.033333 | 0.12191 | 0
6676 | 1 | 5.2654e-05 | 5.265e-05 | 0 | 1.4098e-05 | 0.00011416 | 0 | 0.19696 | 0.0246 | 0.0001 | 0.033333 | 0.0786 | 0
6677 | 1 | 6.5529e-05 | 6.2144e-05 | 0 | 3.7595e-05 | 0.00011416 | 0 | 0.16653 | 0.0225 | 0.0001 | 0.033333 | 0.023356 | 0
6678 | 1 | 0.00010665 | 7.1951e-05 | 0 | 9.3987e-05 | 0.00011416 | 0 | 0.1249 | 0.0255 | 0.0001 | 0.041667 | 0.0010931 | 0
6679 | 1 | 0.0001513 | 6.3802e-05 | 0 | 0.0001821 | 0.00011416 | 0.0086914 | 0.084067 | 0.0399 | 0.0001 | 0.05 | 0.0015239 | 0.0086914
6680 | 1 | 0.00015939 | 4.0539e-05 | 0 | 0.0001586 | 0.00011416 | 0.046131 | 0.064852 | 0.0873 | 0.0001 | 0.066667 | 0.032819 | 0.046131
6681 | 1 | 0.00016945 | 2.3751e-05 | 0 | 0.00014685 | 0.00011416 | 0.11103 | 0.064852 | 0.1743 | 0.0001 | 0.05 | 0.054893 | 0.11103
6682 | 1 | 0.00017421 | 1.089e-05 | 0 | 0.00016448 | 0.00011416 | 0 | 0.078463 | 0.2282 | 0.0001 | 0.05 | 0.039629 | 0
6683 | 1 | 0.00018058 | 0 | 0 | 0.00018797 | 0.00011416 | 0 | 0.079263 | 0.28 | 0.0001 | 0.025 | 0.016293 | 0
6684 | 1 | 0.00017143 | 0 | 0 | 0.00020677 | 0.00011416 | 0 | 0.084067 | 0.3189 | 0.0001 | 0.016667 | 0.0013373 | 0
6685 | 1 | 0.0001706 | 0 | 0 | 0.00018797 | 0.00011416 | 0 | 0.11609 | 0.3439 | 0.0001 | 0.0083333 | 0.015499 | 0
6686 | 1 | 0.00016407 | 0 | 0 | 0.00019032 | 0.00011416 | 0.011299 | 0.18735 | 0.3601 | 0.0001 | 0.016667 | 0.076556 | 0.011299
6687 | 1 | 0.00016024 | 0 | 0 | 0.00021382 | 0.00011416 | 0.093377 | 0.22498 | 0.2811 | 0.0001 | 0.033333 | 0.095102 | 0.093377
6688 | 1 | 0.00015517 | 0 | 0 | 0.00022322 | 0.00011416 | 0.063013 | 0.25781 | 0.249 | 0.0001 | 0.033333 | 0.062032 | 0.063013
6689 | 1 | 0.00015565 | 0 | 0 | 0.00022322 | 0.00011416 | 0.013227 | 0.23058 | 0.227 | 0.0001 | 0.025 | 0.018534 | 0.013227
6690 | 1 | 0.00015354 | 1.2408e-05 | 0 | 0.00016448 | 0.00011416 | 0 | 0.20336 | 0.2753 | 0.0001 | 0.025 | 0.0010078 | 0
6691 | 1 | 0.00016212 | 1.5427e-05 | 0 | 0.00011748 | 0.00011416 | 0 | 0.2522 | 0.3604 | 0.0001 | 0.025 | 0.00082711 | 0
6692 | 1 | 0.00015592 | 2.0261e-05 | 0 | 8.8113e-05 | 0.00011416 | 0 | 0.30584 | 0.368 | 0.0001 | 0.083333 | 0.023942 | 0
6693 | 1 | 0.00013248 | 2.7189e-05 | 0 | 5.8742e-05 | 0.00011416 | 0 | 0.33867 | 0.3837 | 0.0001 | 0.083333 | 0.043087 | 0
6694 | 1 | 0.00012265 | 3.2337e-05 | 0 | 3.7595e-05 | 0.00011416 | 0 | 0.33787 | 0.4215 | 0.0001 | 0.016667 | 0.032684 | 0
6695 | 1 | 0.00010872 | 3.684e-05 | 0 | 2.3497e-05 | 0.00011416 | 0 | 0.31465 | 0.432 | 0.0001 | 0.016667 | 0.014455 | 0
6696 | 1 | 8.3117e-05 | 4.1045e-05 | 0 | 9.3987e-06 | 0.00011416 | 0 | 0.32026 | 0.4529 | 0.0001 | 0.016667 | 0.0013373 | 0
6697 | 1 | 6.3805e-05 | 4.5862e-05 | 0 | 5.8742e-06 | 0.00011416 | 0 | 0.28263 | 0.4958 | 0.0001 | 0.016667 | 0.010683 | 0
6698 | 1 | 5.2828e-05 | 4.7956e-05 | 0 | 2.3497e-06 | 0.00011416 | 0 | 0.27062 | 0.4986 | 0.0001 | 0.016667 | 0.055732 | 0
6699 | 1 | 4.8389e-05 | 4.9422e-05 | 0 | 1.1748e-06 | 0.00011416 | 0 | 0.27702 | 0.4572 | 0.0001 | 0.016667 | 0.068513 | 0
6700 | 1 | 4.9219e-05 | 5.1987e-05 | 0 | 1.4098e-05 | 0.00011416 | 0 | 0.31625 | 0.415 | 0.0001 | 0.058333 | 0.045444 | 0
6701 | 1 | 6.6546e-05 | 5.4622e-05 | 0 | 3.7595e-05 | 0.00011416 | 0 | 0.36669 | 0.3722 | 0.0001 | 0.066667 | 0.013684 | 0
6702 | 1 | 9.9105e-05 | 5.7292e-05 | 0 | 9.3987e-05 | 0.00011416 | 0 | 0.35629 | 0.3416 | 0.0001 | 0.058333 | 0.00091137 | 0
6703 | 1 | 0.00014176 | 5.8811e-05 | 0 | 0.0001821 | 0.00011416 | 0 | 0.34187 | 0.3457 | 0.0001 | 0.058333 | 0.00032027 | 0
6704 | 1 | 0.00014976 | 5.0783e-05 | 0 | 0.0001586 | 0.00011416 | 0.0047134 | 0.30504 | 0.3613 | 0.0001 | 0.033333 | 0.015602 | 0.0047134
6705 | 1 | 0.00016375 | 3.5391e-05 | 0 | 0.00014685 | 0.00011416 | 0 | 0.27862 | 0.3607 | 0.0001 | 0.016667 | 0.031318 | 0
6706 | 1 | 0.00016808 | 1.7347e-05 | 0 | 0.00016448 | 0.00011416 | 0 | 0.28823 | 0.3354 | 0.0001 | 0.0083333 | 0.025484 | 0
6707 | 1 | 0.00017843 | 2.2338e-06 | 0 | 0.00018797 | 0.00011416 | 0 | 0.29464 | 0.3194 | 0.0001 | 0.016667 | 0.012438 | 0
6708 | 1 | 0.00017168 | 0 | 0 | 0.00020677 | 0.00011416 | 0 | 0.31145 | 0.3333 | 0.0001 | 0.016667 | 0.0013373 | 0
6709 | 1 | 0.00016604 | 0 | 0 | 0.00018797 | 0.00011416 | 0 | 0.32186 | 0.3537 | 0.0001 | 0.016667 | 0.0075296 | 0
6710 | 1 | 0.00015891 | 5.5844e-06 | 0 | 0.00019032 | 0.00011416 | 0 | 0.32906 | 0.3697 | 0.0001 | 0.016667 | 0.041581 | 0
6711 | 1 | 0.00015724 | 1.6579e-05 | 0 | 0.00021382 | 0.00011416 | 0 | 0.31705 | 0.3735 | 0.0001 | 0.025 | 0.050571 | 0
6712 | 1 | 0.00015228 | 2.7556e-05 | 0 | 0.00022322 | 0.00011416 | 0 | 0.29944 | 0.3947 | 0.0001 | 0.025 | 0.034124 | 0
6713 | 1 | 0.0001548 | 3.9702e-05 | 0 | 0.00022322 | 0.00011416 | 0.0091149 | 0.29704 | 0.4103 | 0.0001 | 0.025 | 0.010357 | 0.0091149
6714 | 1 | 0.00015623 | 5.1376e-05 | 0 | 0.00016448 | 0.00011416 | 0 | 0.28983 | 0.3932 | 0.0001 | 0.016667 | 0.00083588 | 0
6715 | 1 | 0.00016117 | 5.8619e-05 | 0 | 0.00011748 | 0.00011416 | 0 | 0.31305 | 0.3568 | 0.0001 | 0.041667 | 0.00010522 | 0
6716 | 1 | 0.00014759 | 6.4727e-05 | 0 | 8.8113e-05 | 0.00011416 | 0 | 0.30985 | 0.3211 | 0.0001 | 0.075 | 0.01035 | 0
6717 | 1 | 0.00012154 | 6.9822e-05 | 0 | 5.8742e-05 | 0.00011416 | 0 | 0.21777 | 0.2912 | 0.0001 | 0.058333 | 0.023329 | 0
6718 | 1 | 0.00011567 | 7.3697e-05 | 0 | 3.7595e-05 | 0.00011416 | 0 | 0.18495 | 0.2783 | 0.0001 | 0.016667 | 0.020362 | 0
6719 | 1 | 0.00010599 | 7.7134e-05 | 0 | 2.3497e-05 | 0.00011416 | 0 | 0.17614 | 0.249 | 0.0001 | 0.016667 | 0.010909 | 0
6720 | 1 | 7.9034e-05 | 8.0206e-05 | 0 | 9.3987e-06 | 0.00011416 | 0 | 0.14412 | 0.2161 | 0.0001 | 0.016667 | 0.0013373 | 0
6721 | 1 | 6.3459e-05 | 8.3871e-05 | 0 | 5.8742e-06 | 0.00011416 | 0 | 0.13371 | 0.1839 | 0.0001 | 0.016667 | 0.0050674 | 0
6722 | 1 | 5.1651e-05 | 8.7256e-05 | 0 | 2.3497e-06 | 0.00011416 | 0 | 0.11289 | 0.1592 | 0.0001 | 0.016667 | 0.030055 | 0
6723 | 1 | 4.8195e-05 | 8.9507e-05 | 0 | 1.1748e-06 | 0.00011416 | 0 | 0.08727 | 0.1435 | 0.0001 | 0.0083333 | 0.036072 | 0
6724 | 1 | 5.2789e-05 | 9.223e-05 | 0 | 1.4098e-05 | 0.00011416 | 0 | 0.071257 | 0.1307 | 0.0001 | 0.016667 | 0.024859 | 0
6725 | 1 | 6.8835e-05 | 9.4621e-05 | 0 | 3.7595e-05 | 0.00011416 | 0 | 0.052042 | 0.1214 | 0.0001 | 0.025 | 0.0076188 | 0
6726 | 1 | 0.00011132 | 9.7326e-05 | 0 | 9.3987e-05 | 0.00011416 | 0 | 0.039231 | 0.1158 | 0.0001 | 0.05 | 0.00076468 | 0
6727 | 1 | 0.00015484 | 9.6505e-05 | 0 | 0.0001821 | 0.00011416 | 0 | 0.038431 | 0.1084 | 0.0001 | 0.058333 | 1.7578e-05 | 0
6728 | 1 | 0.00016231 | 8.1934e-05 | 0 | 0.0001586 | 0.00011416 | 0.0072317 | 0.038431 | 0.0944 | 0.0001 | 0.05 | 0.0064322 | 0.0072317
6729 | 1 | 0.00016755 | 6.8775e-05 | 0 | 0.00014685 | 0.00011416 | 0.0063291 | 0.030424 | 0.0768 | 0.0001 | 0.041667 | 0.01683 | 0.0063291
6730 | 1 | 0.00017112 | 5.2476e-05 | 0 | 0.00016448 | 0.00011416 | 0 | 0.024019 | 0.0634 | 0.0001 | 0.033333 | 0.015976 | 0
6731 | 1 | 0.00017656 | 3.7904e-05 | 0 | 0.00018797 | 0.00011416 | 0 | 0.021617 | 0.0548 | 0.0001 | 0.025 | 0.00951 | 0
6732 | 1 | 0.00016714 | 2.7259e-05 | 0 | 0.00020677 | 0.00011416 | 0.0057609 | 0.023219 | 0.0491 | 0.0001 | 0.016667 | 0.0013373 | 0.0057609
6733 | 1 | 0.00016704 | 2.2495e-05 | 0 | 0.00018797 | 0.00011416 | 0 | 0.020817 | 0.0465 | 0.0001 | 0.016667 | 0.0042568 | 0
6734 | 1 | 0.00016215 | 2.2948e-05 | 0 | 0.00019032 | 0.00011416 | 0.0038331 | 0.022418 | 0.0456 | 0.0001 | 0.041667 | 0.026119 | 0.0038331
6735 | 1 | 0.00015616 | 2.7259e-05 | 0 | 0.00021382 | 0.00011416 | 0 | 0.020817 | 0.0446 | 0.0001 | 0.058333 | 0.031154 | 0
6736 | 1 | 0.00014868 | 3.5792e-05 | 0 | 0.00022322 | 0.00011416 | 0.0040671 | 0.021617 | 0.0408 | 0.0001 | 0.058333 | 0.021683 | 0.0040671
6737 | 1 | 0.00015374 | 5.3889e-05 | 0 | 0.00022322 | 0.00011416 | 0 | 0.018415 | 0.037 | 0.0001 | 0.033333 | 0.0066753 | 0
6738 | 1 | 0.00015423 | 7.8967e-05 | 0 | 0.00016448 | 0.00011416 | 0 | 0.019215 | 0.0322 | 0.0001 | 0.016667 | 0.00073737 | 0
6739 | 1 | 0.00016026 | 8.778e-05 | 0 | 0.00011748 | 0.00011416 | 0 | 0.020016 | 0.0253 | 0.0001 | 0.016667 | 5.3757e-06 | 0
6740 | 1 | 0.00015111 | 9.4062e-05 | 0 | 8.8113e-05 | 0.00011416 | 0 | 0.023219 | 0.0182 | 0.0001 | 0.025 | 0.0051952 | 0
6741 | 1 | 0.00012947 | 9.8024e-05 | 0 | 5.8742e-05 | 0.00011416 | 0 | 0.020016 | 0.0118 | 0.0001 | 0.058333 | 0.014612 | 0
6742 | 1 | 0.0001227 | 0.00010151 | 0 | 3.7595e-05 | 0.00011416 | 0 | 0.01281 | 0.006 | 0.0001 | 0.066667 | 0.014416 | 0
6743 | 1 | 0.00010841 | 0.00010471 | 0 | 2.3497e-05 | 0.00011416 | 0 | 0.01281 | 0.0019 | 0.0001 | 0.05 | 0.0089859 | 0
6744 | 1 | 8.0951e-05 | 0.00010685 | 0 | 9.3987e-06 | 0.00011416 | 0 | 0.0080064 | 0.0004 | 0.0001 | 0.041667 | 0.0013373 | 0
6745 | 1 | 5.9422e-05 | 0.00011118 | 0 | 5.8742e-06 | 0.00011416 | 0 | 0.0072058 | 0.0002 | 0.0001 | 0.025 | 0.0059748 | 0
6746 | 1 | 4.8854e-05 | 0.00011753 | 0 | 2.3497e-06 | 0.00011416 | 0 | 0.0080064 | 0.0003 | 0.0001 | 0.025 | 0.034368 | 0
6747 | 1 | 4.6552e-05 | 0.0001234 | 0 | 1.1748e-06 | 0.00011416 | 0 | 0.0096077 | 0.001 | 0.0001 | 0.025 | 0.041482 | 0
6748 | 1 | 4.7531e-05 | 0.00012889 | 0 | 1.4098e-05 | 0.00011416 | 0 | 0.0088071 | 0.002 | 0.0001 | 0.033333 | 0.028332 | 0
6749 | 1 | 6.2768e-05 | 0.00013441 | 0 | 3.7595e-05 | 0.00011416 | 0 | 0.01201 | 0.0041 | 0.0001 | 0.041667 | 0.0086474 | 0
6750 | 1 | 0.00010377 | 0.00013931 | 0 | 9.3987e-05 | 0.00011416 | 0 | 0.014412 | 0.0061 | 0.0001 | 0.066667 | 0.00079265 | 0
6751 | 1 | 0.00013847 | 0.00014012 | 0 | 0.0001821 | 0.00011416 | 0 | 0.017614 | 0.0076 | 0.0001 | 0.058333 | 4.1009e-05 | 0
6752 | 1 | 0.00014516 | 0.00011663 | 0 | 0.0001586 | 0.00011416 | 0.20697 | 0.01281 | 0.0081 | 0.0001 | 0.033333 | 0.0078515 | 0.20697
6753 | 1 | 0.00015846 | 8.3277e-05 | 0 | 0.00014685 | 0.00011416 | 0.32701 | 0.0088071 | 0.0096 | 0.0001 | 0.0083333 | 0.019261 | 0.32701
6754 | 1 | 0.00016638 | 4.7729e-05 | 0 | 0.00016448 | 0.00011416 | 0.11915 | 0.0064051 | 0.0092 | 0.0001 | 0.0083333 | 0.017646 | 0.11915
6755 | 1 | 0.00017124 | 2.5392e-05 | 0 | 0.00018797 | 0.00011416 | 0.2768 | 0.0040032 | 0.0088 | 0.0001 | 0.0083333 | 0.010054 | 0.2768
6756 | 1 | 0.00016331 | 9.3888e-06 | 0 | 0.00020677 | 0.00011416 | 0.92697 | 0.0040032 | 0.0081 | 0.0001 | 0.0083333 | 0.0013373 | 0.92697
6757 | 1 | 0.00016148 | 3.4902e-08 | 0 | 0.00018797 | 0.00011416 | 0.7453 | 0.0032026 | 0.0084 | 0.0001 | 0.0083333 | 0.0093331 | 0.7453
6758 | 1 | 0.00015446 | 0 | 0 | 0.00019032 | 0.00011416 | 0.2824 | 0.0040032 | 0.0111 | 0.0001 | 0.016667 | 0.04974 | 0.2824
6759 | 1 | 0.00014673 | 0 | 0 | 0.00021382 | 0.00011416 | 0.047257 | 0.0056045 | 0.0198 | 0.0001 | 0.016667 | 0.0609 | 0.047257
6760 | 1 | 0.00014128 | 9.1619e-06 | 0 | 0.00022322 | 0.00011416 | 0.072295 | 0.010408 | 0.0326 | 0.0001 | 0.016667 | 0.040656 | 0.072295
6761 | 1 | 0.00013453 | 4.1342e-05 | 0 | 0.00022322 | 0.00011416 | 0.041619 | 0.020817 | 0.0517 | 0.0001 | 0.016667 | 0.012279 | 0.041619
6762 | 1 | 0.00013158 | 8.2946e-05 | 0 | 0.00016448 | 0.00011416 | 0 | 0.028022 | 0.0757 | 0.0001 | 0.025 | 0.00088065 | 0
6763 | 1 | 0.00014446 | 9.6523e-05 | 0 | 0.00011748 | 0.00011416 | 0 | 0.046437 | 0.0966 | 0.0001 | 0.025 | 0.0002153 | 0
6764 | 1 | 0.00013108 | 0.00010537 | 0 | 8.8113e-05 | 0.00011416 | 0 | 0.073659 | 0.1139 | 0.0001 | 0.025 | 0.013328 | 0
6765 | 1 | 0.00011168 | 0.00011329 | 0 | 5.8742e-05 | 0.00011416 | 0 | 0.094476 | 0.1253 | 0.0001 | 0.025 | 0.027934 | 0
6766 | 1 | 0.00010984 | 0.00012061 | 0 | 3.7595e-05 | 0.00011416 | 0 | 0.088871 | 0.1389 | 0.0001 | 0.025 | 0.023343 | 0
6767 | 1 | 9.8831e-05 | 0.00012855 | 0 | 2.3497e-05 | 0.00011416 | 0 | 0.089672 | 0.1539 | 0.0001 | 0.033333 | 0.01181 | 0
6768 | 1 | 7.1021e-05 | 0.00013547 | 0 | 9.3987e-06 | 0.00011416 | 0 | 0.10328 | 0.167 | 0.0001 | 0.041667 | 0.0013373 | 0
6769 | 1 | 4.9874e-05 | 0.00013985 | 0 | 5.8742e-06 | 0.00011416 | 0 | 0.091273 | 0.1724 | 0.0001 | 0.041667 | 0.015499 | 0
6770 | 1 | 3.3633e-05 | 0.00014273 | 0 | 2.3497e-06 | 0.00011416 | 0 | 0.10969 | 0.1711 | 0.0001 | 0.041667 | 0.076556 | 0
6771 | 1 | 2.3632e-05 | 0.00014361 | 0 | 1.1748e-06 | 0.00011416 | 0 | 0.10969 | 0.1686 | 0.0001 | 0.041667 | 0.095102 | 0
6772 | 1 | 2.2495e-05 | 0.00014481 | 0 | 1.4098e-05 | 0.00011416 | 0 | 0.1233 | 0.1655 | 0.0001 | 0.041667 | 0.062032 | 0
6773 | 1 | 2.4646e-05 | 0.0001469 | 0 | 3.7595e-05 | 0.00011416 | 0 | 0.092874 | 0.1657 | 0.0001 | 0.041667 | 0.018534 | 0
6774 | 1 | 3.4264e-05 | 0.00014909 | 0 | 9.3987e-05 | 0.00011416 | 0 | 0.072858 | 0.181 | 0.0001 | 0.05 | 0.0010078 | 0
6775 | 1 | 4.9508e-05 | 0.00014298 | 0 | 0.0001821 | 0.00011416 | 0 | 0.076061 | 0.2025 | 0.0001 | 0.05 | 0.00082711 | 0
6776 | 1 | 7.1511e-05 | 0.00010904 | 0 | 0.0001586 | 0.00011416 | 0.0025183 | 0.093675 | 0.2144 | 0.0001 | 0.033333 | 0.023942 | 0.0025183
6777 | 1 | 9.9435e-05 | 7.6262e-05 | 0 | 0.00014685 | 0.00011416 | 0 | 0.098479 | 0.2179 | 0.0001 | 0.033333 | 0.043087 | 0
6778 | 1 | 0.00011105 | 4.2511e-05 | 0 | 0.00016448 | 0.00011416 | 0 | 0.08727 | 0.2172 | 0.0001 | 0.033333 | 0.032684 | 0
6779 | 1 | 0.00012009 | 2.0348e-05 | 0 | 0.00018797 | 0.00011416 | 0 | 0.10649 | 0.2084 | 0.0001 | 0.033333 | 0.014455 | 0
6780 | 1 | 0.00012308 | 5.916e-06 | 0 | 0.00020677 | 0.00011416 | 0 | 0.1193 | 0.1929 | 0.0001 | 0.033333 | 0.0013373 | 0
6781 | 1 | 0.00011771 | 0 | 0 | 0.00018797 | 0.00011416 | 0.050477 | 0.11849 | 0.1842 | 0.0001 | 0.025 | 0.023914 | 0.050477
6782 | 1 | 0.00010933 | 0 | 0 | 0.00019032 | 0.00011416 | 0.1015 | 0.1257 | 0.1955 | 0.0001 | 0.025 | 0.11161 | 0.1015
6783 | 1 | 0.00010342 | 3.1936e-06 | 0 | 0.00021382 | 0.00011416 | 0.0936 | 0.1265 | 0.2226 | 0.0001 | 0.025 | 0.14018 | 0.0936
6784 | 1 | 9.8707e-05 | 1.7992e-05 | 0 | 0.00022322 | 0.00011416 | 0.033607 | 0.14091 | 0.2668 | 0.0001 | 0.016667 | 0.089831 | 0.033607
6785 | 1 | 0.00010236 | 4.8322e-05 | 0 | 0.00022322 | 0.00011416 | 0.033072 | 0.14972 | 0.3057 | 0.0001 | 0.025 | 0.026617 | 0.033072
6786 | 1 | 0.00010757 | 8.9263e-05 | 0 | 0.00016448 | 0.00011416 | 0 | 0.17294 | 0.3562 | 0.0001 | 0.025 | 0.0011466 | 0
6787 | 1 | 0.00011524 | 0.00010682 | 0 | 0.00011748 | 0.00011416 | 0 | 0.18415 | 0.3861 | 0.0001 | 0.033333 | 0.0020875 | 0
6788 | 1 | 9.7588e-05 | 0.00012602 | 0 | 8.8113e-05 | 0.00011416 | 0 | 0.17854 | 0.3948 | 0.0001 | 0.033333 | 0.039075 | 0
6789 | 1 | 7.6973e-05 | 0.00014404 | 0 | 5.8742e-05 | 0.00011416 | 0 | 0.17534 | 0.3794 | 0.0001 | 0.033333 | 0.062917 | 0
6790 | 1 | 7.2178e-05 | 0.00015943 | 0 | 3.7595e-05 | 0.00011416 | 0 | 0.18014 | 0.3578 | 0.0001 | 0.033333 | 0.044234 | 0
6791 | 1 | 6.2628e-05 | 0.00017092 | 0 | 2.3497e-05 | 0.00011416 | 0 | 0.15933 | 0.3382 | 0.0001 | 0.033333 | 0.017467 | 0
6792 | 1 | 4.3937e-05 | 0.00018134 | 0 | 9.3987e-06 | 0.00011416 | 0 | 0.14572 | 0.3169 | 0.0001 | 0.033333 | 0.0013373 | 0
6793 | 1 | 2.9097e-05 | 0.00019057 | 0 | 5.8742e-06 | 0.00011416 | 0 | 0.13931 | 0.2961 | 0.0001 | 0.033333 | 0.036507 | 0
6794 | 1 | 1.3567e-05 | 0.00019692 | 0 | 2.3497e-06 | 0.00011416 | 0 | 0.13451 | 0.2795 | 0.0001 | 0.033333 | 0.16225 | 0
6795 | 1 | 3.7764e-06 | 0.00020245 | 0 | 1.1748e-06 | 0.00011416 | 0 | 0.1209 | 0.2703 | 0.0001 | 0.033333 | 0.20577 | 0
6796 | 1 | 5.0415e-06 | 0.00020743 | 0 | 1.4098e-05 | 0.00011416 | 0 | 0.11369 | 0.2691 | 0.0001 | 0.033333 | 0.12983 | 0
6797 | 1 | 7.341e-06 | 0.00021238 | 0 | 3.7595e-05 | 0.00011416 | 0 | 0.11689 | 0.2874 | 0.0001 | 0.041667 | 0.038187 | 0
6798 | 1 | 1.4643e-05 | 0.00022081 | 0 | 9.3987e-05 | 0.00011416 | 0 | 0.13771 | 0.3188 | 0.0001 | 0.033333 | 0.0013174 | 0
6799 | 1 | 2.2192e-05 | 0.00022441 | 0 | 0.0001821 | 0.00011416 | 0 | 0.14572 | 0.3537 | 0.0001 | 0.033333 | 0.0045725 | 0
6800 | 1 | 3.8048e-05 | 0.00020428 | 0 | 0.0001586 | 0.00011416 | 0.16008 | 0.11769 | 0.3627 | 0.0001 | 0.033333 | 0.062499 | 0.16008
6801 | 1 | 6.1334e-05 | 0.00016905 | 0 | 0.00014685 | 0.00011416 | 0.010976 | 0.094476 | 0.3401 | 0.0001 | 0.033333 | 0.091599 | 0.010976
6802 | 1 | 7.9313e-05 | 0.00012743 | 0 | 0.00016448 | 0.00011416 | 0.13598 | 0.068855 | 0.2895 | 0.0001 | 0.033333 | 0.060161 | 0.13598
6803 | 1 | 9.439e-05 | 9.045e-05 | 0 | 0.00018797 | 0.00011416 | 0.79476 | 0.052842 | 0.2388 | 0.0001 | 0.033333 | 0.021325 | 0.79476
6804 | 1 | 9.5462e-05 | 6.2755e-05 | 0 | 0.00020677 | 0.00011416 | 0.93212 | 0.046437 | 0.1927 | 0.0001 | 0.033333 | 0.0013373 | 0.93212
6805 | 1 | 8.1653e-05 | 4.4605e-05 | 0 | 0.00018797 | 0.00011416 | 0.89073 | 0.047238 | 0.1687 | 0.0001 | 0.033333 | 0.052888 | 0.89073
6806 | 1 | 7.1408e-05 | 3.6037e-05 | 0 | 0.00019032 | 0.00011416 | 0.78008 | 0.046437 | 0.1575 | 0.0001 | 0.033333 | 0.22628 | 0.78008
6807 | 1 | 6.4449e-05 | 3.6491e-05 | 0 | 0.00021382 | 0.00011416 | 0.5358 | 0.060048 | 0.1546 | 0.0001 | 0.033333 | 0.28916 | 0.5358
6808 | 1 | 5.9889e-05 | 4.7555e-05 | 0 | 0.00022322 | 0.00011416 | 0.3205 | 0.090472 | 0.1674 | 0.0001 | 0.033333 | 0.18023 | 0.3205
6809 | 1 | 6.4071e-05 | 8.5755e-05 | 0 | 0.00022322 | 0.00011416 | 0.10068 | 0.1305 | 0.1942 | 0.0001 | 0.033333 | 0.052702 | 0.10068
6810 | 1 | 7.7887e-05 | 0.0001298 | 0 | 0.00016448 | 0.00011416 | 0 | 0.15132 | 0.2443 | 0.0001 | 0.033333 | 0.0015043 | 0
6811 | 1 | 0.00010126 | 0.00014191 | 0 | 0.00011748 | 0.00011416 | 0 | 0.22418 | 0.2998 | 0.0001 | 0.033333 | 0.0085089 | 0
6812 | 1 | 9.6228e-05 | 0.00015797 | 0 | 8.8113e-05 | 0.00011416 | 0 | 0.2522 | 0.3352 | 0.0001 | 0.033333 | 0.0938 | 0
6813 | 1 | 7.7824e-05 | 0.00017378 | 0 | 5.8742e-05 | 0.00011416 | 0 | 0.2546 | 0.3302 | 0.0001 | 0.033333 | 0.12789 | 0
6814 | 1 | 6.4891e-05 | 0.00018702 | 0 | 3.7595e-05 | 0.00011416 | 0 | 0.23299 | 0.2878 | 0.0001 | 0.033333 | 0.079513 | 0
6815 | 1 | 5.7788e-05 | 0.00019821 | 0 | 2.3497e-05 | 0.00011416 | 0 | 0.22178 | 0.2307 | 0.0001 | 0.033333 | 0.025714 | 0
6816 | 1 | 3.349e-05 | 0.00020914 | 0 | 9.3987e-06 | 0.00011416 | 0 | 0.18094 | 0.1712 | 0.0001 | 0.033333 | 0.0013373 | 0
6817 | 1 | 1.8742e-05 | 0.00021973 | 0 | 5.8742e-06 | 0.00011416 | 0 | 0.15452 | 0.1193 | 0.0001 | 0.033333 | 0.071033 | 0
6818 | 1 | 7.6615e-06 | 0.0002288 | 0 | 2.3497e-06 | 0.00011416 | 0 | 0.1297 | 0.0865 | 0.0001 | 0.033333 | 0.29571 | 0
6819 | 1 | 4.8908e-06 | 0.00023507 | 0 | 1.1748e-06 | 0.00011416 | 0 | 0.091273 | 0.072 | 0.0001 | 0.033333 | 0.37996 | 0
6820 | 1 | 9.8326e-06 | 0.00023838 | 0 | 1.4098e-05 | 0.00011416 | 0 | 0.072858 | 0.0715 | 0.0001 | 0.033333 | 0.23473 | 0
6821 | 1 | 3.1614e-05 | 0.00023936 | 0 | 3.7595e-05 | 0.00011416 | 0 | 0.060849 | 0.0823 | 0.0001 | 0.033333 | 0.068347 | 0
6822 | 1 | 7.7255e-05 | 0.0002388 | 0 | 9.3987e-05 | 0.00011416 | 0 | 0.05044 | 0.1003 | 0.0001 | 0.025 | 0.0016847 | 0
6823 | 1 | 0.00012108 | 0.00023627 | 0 | 0.0001821 | 0.00011416 | 0 | 0.055244 | 0.1143 | 0.0001 | 0.025 | 0.013496 | 0
6824 | 1 | 0.00013056 | 0.00021662 | 0 | 0.0001586 | 0.00011416 | 0.031746 | 0.046437 | 0.113 | 0.0001 | 0.025 | 0.12916 | 0.031746
6825 | 1 | 0.00014434 | 0.00019027 | 0 | 0.00014685 | 0.00011416 | 0.3249 | 0.032826 | 0.0948 | 0.0001 | 0.025 | 0.16727 | 0.3249
6826 | 1 | 0.00015329 | 0.00015978 | 0 | 0.00016448 | 0.00011416 | 0.26222 | 0.017614 | 0.0675 | 0.0001 | 0.025 | 0.099862 | 0.26222
6827 | 1 | 0.00016031 | 0.00012987 | 0 | 0.00018797 | 0.00011416 | 0.59017 | 0.01201 | 0.0442 | 0.0001 | 0.025 | 0.030087 | 0.59017
6828 | 1 | 0.00015077 | 0.00010607 | 0 | 0.00020677 | 0.00011416 | 0.58683 | 0.0096077 | 0.0254 | 0.0001 | 0.025 | 0.0013373 | 0.58683
6829 | 1 | 0.00014935 | 8.8024e-05 | 0 | 0.00018797 | 0.00011416 | 0.64351 | 0.0096077 | 0.0169 | 0.0001 | 0.025 | 0.092915 | 0.64351
6830 | 1 | 0.00014504 | 7.5564e-05 | 0 | 0.00019032 | 0.00011416 | 0.34595 | 0.0096077 | 0.0265 | 0.0001 | 0.016667 | 0.37805 | 0.34595
6831 | 1 | 0.00014111 | 7.0573e-05 | 0 | 0.00021382 | 0.00011416 | 0.25676 | 0.0096077 | 0.0391 | 0.0001 | 0.016667 | 0.48802 | 0.25676
6832 | 1 | 0.00013615 | 7.8496e-05 | 0 | 0.00022322 | 0.00011416 | 0.25222 | 0.011209 | 0.0559 | 0.0001 | 0.016667 | 0.29924 | 0.25222
6833 | 1 | 0.00013465 | 0.00012095 | 0 | 0.00022322 | 0.00011416 | 0.091271 | 0.01201 | 0.0777 | 0.0001 | 0.016667 | 0.086816 | 0.091271
6834 | 1 | 0.00013563 | 0.00016533 | 0 | 0.00016448 | 0.00011416 | 0 | 0.022418 | 0.0976 | 0.0001 | 0.025 | 0.0018789 | 0
6835 | 1 | 0.0001488 | 0.0001823 | 0 | 0.00011748 | 0.00011416 | 0 | 0.040032 | 0.1084 | 0.0001 | 0.025 | 0.020128 | 0
6836 | 1 | 0.00013436 | 0.00019484 | 0 | 8.8113e-05 | 0.00011416 | 0 | 0.044035 | 0.1009 | 0.0001 | 0.025 | 0.17244 | 0
6837 | 1 | 0.00010994 | 0.00020577 | 0 | 5.8742e-05 | 0.00011416 | 0 | 0.042434 | 0.0944 | 0.0001 | 0.025 | 0.214 | 0
6838 | 1 | 0.00010445 | 0.00021339 | 0 | 3.7595e-05 | 0.00011416 | 0 | 0.052842 | 0.1031 | 0.0001 | 0.025 | 0.12342 | 0
6839 | 1 | 9.4563e-05 | 0.00022093 | 0 | 2.3497e-05 | 0.00011416 | 0 | 0.034428 | 0.1299 | 0.0001 | 0.025 | 0.03493 | 0
6840 | 1 | 7.0062e-05 | 0.00023016 | 0 | 9.3987e-06 | 0.00011416 | 0 | 0.028022 | 0.1777 | 0.0001 | 0.025 | 0.0013373 | 0
6841 | 1 | 5.0431e-05 | 0.00023879 | 0 | 5.8742e-06 | 0.00011416 | 0 | 0.032026 | 0.2549 | 0.0001 | 0.025 | 0.1154 | 0
6842 | 1 | 3.83e-05 | 0.00024697 | 0 | 2.3497e-06 | 0.00011416 | 0 | 0.025621 | 0.3609 | 0.0001 | 0.025 | 0.46157 | 0
6843 | 1 | 3.0273e-05 | 0.00024838 | 0 | 1.1748e-06 | 0.00011416 | 0 | 0.029624 | 0.4546 | 0.0001 | 0.025 | 0.59791 | 0
6844 | 1 | 3.4413e-05 | 0.00024727 | 0 | 1.4098e-05 | 0.00011416 | 0 | 0.039231 | 0.5083 | 0.0001 | 0.025 | 0.36456 | 0
6845 | 1 | 5.3567e-05 | 0.00024571 | 0 | 3.7595e-05 | 0.00011416 | 0 | 0.060048 | 0.5453 | 0.0001 | 0.025 | 0.10548 | 0
6846 | 1 | 9.9952e-05 | 0.00024467 | 0 | 9.3987e-05 | 0.00011416 | 0 | 0.094476 | 0.5914 | 0.0001 | 0.025 | 0.0020606 | 0
6847 | 1 | 0.0001415 | 0.00024421 | 0 | 0.0001821 | 0.00011416 | 0 | 0.10008 | 0.6477 | 0.0001 | 0.016667 | 0.027465 | 0
6848 | 1 | 0.00014759 | 0.00022896 | 0 | 0.0001586 | 0.00011416 | 0.035256 | 0.1265 | 0.6877 | 0.0001 | 0.025 | 0.21744 | 0.035256
6849 | 1 | 0.00015742 | 0.00020657 | 0 | 0.00014685 | 0.00011416 | 0.013539 | 0.1257 | 0.6796 | 0.0001 | 0.025 | 0.26141 | 0.013539
6850 | 1 | 0.00016362 | 0.00018251 | 0 | 0.00016448 | 0.00011416 | 0 | 0.14652 | 0.6547 | 0.0001 | 0.025 | 0.14684 | 0
6851 | 1 | 0.00017106 | 0.00016179 | 0 | 0.00018797 | 0.00011416 | 0.0081231 | 0.1225 | 0.625 | 0.0001 | 0.025 | 0.039572 | 0.0081231
6852 | 1 | 0.00016312 | 0.00014589 | 0 | 0.00020677 | 0.00011416 | 0 | 0.11609 | 0.6016 | 0.0001 | 0.025 | 0.0013373 | 0
6853 | 1 | 0.00016164 | 0.00013595 | 0 | 0.00018797 | 0.00011416 | 0 | 0.11689 | 0.5962 | 0.0001 | 0.025 | 0.13351 | 0
6854 | 1 | 0.00015802 | 0.00013443 | 0 | 0.00019032 | 0.00011416 | 0 | 0.13611 | 0.6156 | 0.0001 | 0.025 | 0.5282 | 0
6855 | 1 | 0.00015181 | 0.00014183 | 0 | 0.00021382 | 0.00011416 | 0 | 0.16173 | 0.6319 | 0.0001 | 0.025 | 0.68575 | 0
6856 | 1 | 0.00015018 | 0.00015551 | 0 | 0.00022322 | 0.00011416 | 0 | 0.18975 | 0.6299 | 0.0001 | 0.025 | 0.41662 | 0
6857 | 1 | 0.00015863 | 0.00017247 | 0 | 0.00022322 | 0.00011416 | 0 | 0.20496 | 0.6167 | 0.0001 | 0.025 | 0.12033 | 0
6858 | 1 | 0.00016275 | 0.00019413 | 0 | 0.00016448 | 0.00011416 | 0 | 0.20096 | 0.5887 | 0.0001 | 0.033333 | 0.0021973 | 0
6859 | 1 | 0.00016266 | 0.00020952 | 0 | 0.00011748 | 0.00011416 | 0 | 0.19376 | 0.5362 | 0.0001 | 0.033333 | 0.033674 | 0
6860 | 1 | 0.00014322 | 0.00022325 | 0 | 8.8113e-05 | 0.00011416 | 0 | 0.18655 | 0.469 | 0.0001 | 0.025 | 0.25398 | 0
6861 | 1 | 0.00012172 | 0.00023606 | 0 | 5.8742e-05 | 0.00011416 | 0 | 0.17374 | 0.4071 | 0.0001 | 0.033333 | 0.29924 | 0
6862 | 1 | 0.00011442 | 0.00024725 | 0 | 3.7595e-05 | 0.00011416 | 0 | 0.1297 | 0.3537 | 0.0001 | 0.033333 | 0.16527 | 0
6863 | 1 | 0.00010703 | 0.00025479 | 0 | 2.3497e-05 | 0.00011416 | 0 | 0.10649 | 0.3054 | 0.0001 | 0.033333 | 0.043128 | 0
6864 | 1 | 8.0492e-05 | 0.00026093 | 0 | 9.3987e-06 | 0.00011416 | 0 | 0.084868 | 0.26 | 0.0001 | 0.033333 | 0.0013373 | 0
6865 | 1 | 6.0293e-05 | 0.00026561 | 0 | 5.8742e-06 | 0.00011416 | 0 | 0.07446 | 0.2169 | 0.0001 | 0.041667 | 0.15342 | 0
6866 | 1 | 4.4672e-05 | 0.00026777 | 0 | 2.3497e-06 | 0.00011416 | 0 | 0.060048 | 0.1925 | 0.0001 | 0.041667 | 0.60096 | 0
6867 | 1 | 4.1172e-05 | 0.00026554 | 0 | 1.1748e-06 | 0.00011416 | 0 | 0.063251 | 0.2191 | 0.0001 | 0.033333 | 0.7818 | 0
6868 | 1 | 4.4972e-05 | 0.00025929 | 0 | 1.4098e-05 | 0.00011416 | 0 | 0.064852 | 0.2798 | 0.0001 | 0.033333 | 0.47341 | 0
6869 | 1 | 6.0914e-05 | 0.00025166 | 0 | 3.7595e-05 | 0.00011416 | 0 | 0.05044 | 0.3438 | 0.0001 | 0.033333 | 0.13651 | 0
6870 | 1 | 0.00010616 | 0.00024437 | 0 | 9.3987e-05 | 0.00011416 | 0 | 0.038431 | 0.3844 | 0.0001 | 0.025 | 0.0023399 | 0
6871 | 1 | 0.00014636 | 0.00023734 | 0 | 0.0001821 | 0.00011416 | 0 | 0.021617 | 0.4067 | 0.0001 | 0.025 | 0.040754 | 0
6872 | 1 | 0.00015278 | 0.00021805 | 0 | 0.0001586 | 0.00011416 | 0.11129 | 0.014412 | 0.3961 | 0.0001 | 0.025 | 0.29439 | 0.11129
6873 | 1 | 0.00016309 | 0.00020027 | 0 | 0.00014685 | 0.00011416 | 0 | 0.01201 | 0.3881 | 0.0001 | 0.025 | 0.34057 | 0
6874 | 1 | 0.00017171 | 0.00018353 | 0 | 0.00016448 | 0.00011416 | 0 | 0.010408 | 0.3921 | 0.0001 | 0.025 | 0.18518 | 0
6875 | 1 | 0.00017761 | 0.00016882 | 0 | 0.00018797 | 0.00011416 | 0 | 0.01281 | 0.3891 | 0.0001 | 0.025 | 0.04689 | 0
6876 | 1 | 0.00016905 | 0.00016184 | 0 | 0.00020677 | 0.00011416 | 0 | 0.024019 | 0.3882 | 0.0001 | 0.016667 | 0.0013373 | 0
6877 | 1 | 0.00017094 | 0.00016416 | 0 | 0.00018797 | 0.00011416 | 0 | 0.039231 | 0.4127 | 0.0001 | 0.016667 | 0.16191 | 0
6878 | 1 | 0.00016485 | 0.00017155 | 0 | 0.00019032 | 0.00011416 | 0 | 0.047238 | 0.4355 | 0.0001 | 0.016667 | 0.63184 | 0
6879 | 1 | 0.00015773 | 0.0001801 | 0 | 0.00021382 | 0.00011416 | 0 | 0.04964 | 0.4452 | 0.0001 | 0.016667 | 0.8226 | 0
6880 | 1 | 0.00014768 | 0.00019004 | 0 | 0.00022322 | 0.00011416 | 0 | 0.064051 | 0.4416 | 0.0001 | 0.016667 | 0.4975 | 0
6881 | 1 | 0.00015822 | 0.00020229 | 0 | 0.00022322 | 0.00011416 | 0.0091149 | 0.084868 | 0.4318 | 0.0001 | 0.0083333 | 0.14337 | 0.0091149
6882 | 1 | 0.00016373 | 0.00021469 | 0 | 0.00016448 | 0.00011416 | 0 | 0.15132 | 0.4127 | 0.0001 | 0.016667 | 0.0023987 | 0
6883 | 1 | 0.00016674 | 0.00022242 | 0 | 0.00011748 | 0.00011416 | 0 | 0.15372 | 0.3968 | 0.0001 | 0.016667 | 0.043843 | 0
6884 | 1 | 0.00014632 | 0.00022763 | 0 | 8.8113e-05 | 0.00011416 | 0 | 0.10168 | 0.3876 | 0.0001 | 0.016667 | 0.31169 | 0
6885 | 1 | 0.00012416 | 0.00023156 | 0 | 5.8742e-05 | 0.00011416 | 0 | 0.082466 | 0.3735 | 0.0001 | 0.016667 | 0.35811 | 0
6886 | 1 | 0.00012412 | 0.00023386 | 0 | 3.7595e-05 | 0.00011416 | 0 | 0.08807 | 0.3483 | 0.0001 | 0.016667 | 0.19357 | 0
6887 | 1 | 0.00011547 | 0.00023582 | 0 | 2.3497e-05 | 0.00011416 | 0 | 0.093675 | 0.3074 | 0.0001 | 0.016667 | 0.048455 | 0
6888 | 1 | 9.0748e-05 | 0.00023769 | 0 | 9.3987e-06 | 0.00011416 | 0 | 0.093675 | 0.2761 | 0.0001 | 0.016667 | 0.0013373 | 0
6889 | 1 | 6.887e-05 | 0.00023971 | 0 | 5.8742e-06 | 0.00011416 | 0 | 0.084868 | 0.2542 | 0.0001 | 0.016667 | 0.16627 | 0
6890 | 1 | 5.3491e-05 | 0.00024264 | 0 | 2.3497e-06 | 0.00011416 | 0 | 0.067254 | 0.2199 | 0.0001 | 0.016667 | 0.64767 | 0
6891 | 1 | 4.8886e-05 | 0.00024571 | 0 | 1.1748e-06 | 0.00011416 | 0 | 0.056845 | 0.2006 | 0.0001 | 0.016667 | 0.84353 | 0
6892 | 1 | 5.0793e-05 | 0.00025008 | 0 | 1.4098e-05 | 0.00011416 | 0 | 0.058447 | 0.1881 | 0.0001 | 0.016667 | 0.50985 | 0
6893 | 1 | 6.3684e-05 | 0.00025229 | 0 | 3.7595e-05 | 0.00011416 | 0 | 0.052042 | 0.179 | 0.0001 | 0.0083333 | 0.14689 | 0
6894 | 1 | 0.00010798 | 0.00025304 | 0 | 9.3987e-05 | 0.00011416 | 0 | 0.053643 | 0.1711 | 0.0001 | 0.025 | 0.0024284 | 0
6895 | 1 | 0.0001431 | 0.00025259 | 0 | 0.0001821 | 0.00011416 | 0 | 0.061649 | 0.1697 | 0.0001 | 0.033333 | 0.045444 | 0
6896 | 1 | 0.00014936 | 0.00024559 | 0 | 0.0001586 | 0.00011416 | 0.0028526 | 0.076061 | 0.1627 | 0.0001 | 0.033333 | 0.32058 | 0.0028526
6897 | 1 | 0.00016011 | 0.00023271 | 0 | 0.00014685 | 0.00011416 | 0.0023177 | 0.073659 | 0.1411 | 0.0001 | 0.033333 | 0.3671 | 0.0023177
6898 | 1 | 0.00016105 | 0.00021718 | 0 | 0.00016448 | 0.00011416 | 0.027913 | 0.058447 | 0.1144 | 0.0001 | 0.033333 | 0.19786 | 0.027913
6899 | 1 | 0.00016637 | 0.00019982 | 0 | 0.00018797 | 0.00011416 | 0 | 0.042434 | 0.0941 | 0.0001 | 0.025 | 0.04925 | 0
6900 | 1 | 0.00015829 | 0.00018561 | 0 | 0.00020677 | 0.00011416 | 0.06503 | 0.048038 | 0.0745 | 0.0001 | 0.041667 | 0.0013373 | 0.06503
6901 | 1 | 0.00015867 | 0.00018139 | 0 | 0.00018797 | 0.00011416 | 0 | 0.060048 | 0.0671 | 0.0001 | 0.016667 | 0.16627 | 0
6902 | 1 | 0.00016054 | 0.00018011 | 0 | 0.00019032 | 0.00011416 | 0 | 0.044836 | 0.0647 | 0.0001 | 0.0083333 | 0.64767 | 0
6903 | 1 | 0.00015946 | 0.00018057 | 0 | 0.00021382 | 0.00011416 | 0.01901 | 0.023219 | 0.0643 | 0.0001 | 0.0083333 | 0.84353 | 0.01901
6904 | 1 | 0.00015425 | 0.00018244 | 0 | 0.00022322 | 0.00011416 | 0.087282 | 0.014412 | 0.0702 | 0.0001 | 0.0083333 | 0.50985 | 0.087282
6905 | 1 | 0.00015998 | 0.00018919 | 0 | 0.00022322 | 0.00011416 | 0.031969 | 0.016813 | 0.0803 | 0.0001 | 0.0083333 | 0.14689 | 0.031969
6906 | 1 | 0.0001614 | 0.00020029 | 0 | 0.00016448 | 0.00011416 | 0 | 0.017614 | 0.0928 | 0.0001 | 0.016667 | 0.0024284 | 0
6907 | 1 | 0.00015767 | 0.00020203 | 0 | 0.00011748 | 0.00011416 | 0 | 0.014412 | 0.1124 | 0.0001 | 0.016667 | 0.045444 | 0
6908 | 1 | 0.00013892 | 0.0002014 | 0 | 8.8113e-05 | 0.00011416 | 0 | 0.017614 | 0.1333 | 0.0001 | 0.016667 | 0.32058 | 0
6909 | 1 | 0.0001211 | 0.00020065 | 0 | 5.8742e-05 | 0.00011416 | 0 | 0.027222 | 0.1547 | 0.0001 | 0.016667 | 0.3671 | 0
6910 | 1 | 0.00012406 | 0.00019931 | 0 | 3.7595e-05 | 0.00011416 | 0 | 0.033627 | 0.1776 | 0.0001 | 0.016667 | 0.19786 | 0
6911 | 1 | 0.00011774 | 0.00019839 | 0 | 2.3497e-05 | 0.00011416 | 0 | 0.031225 | 0.181 | 0.0001 | 0.016667 | 0.04925 | 0
6912 | 1 | 9.2848e-05 | 0.0001988 | 0 | 9.3987e-06 | 0.00011416 | 0 | 0.025621 | 0.1966 | 0.0001 | 0.025 | 0.0013373 | 0
6913 | 1 | 7.3293e-05 | 0.00019907 | 0 | 5.8742e-06 | 0.00011416 | 0 | 0.018415 | 0.2113 | 0.0001 | 0.025 | 0.15342 | 0
6914 | 1 | 6.2232e-05 | 0.00019877 | 0 | 2.3497e-06 | 0.00011416 | 0 | 0.019215 | 0.2356 | 0.0001 | 0.041667 | 0.60096 | 0
6915 | 1 | 5.8427e-05 | 0.00019804 | 0 | 1.1748e-06 | 0.00011416 | 0 | 0.023219 | 0.2913 | 0.0001 | 0.041667 | 0.7818 | 0
6916 | 1 | 5.9924e-05 | 0.00019835 | 0 | 1.4098e-05 | 0.00011416 | 0 | 0.028823 | 0.3461 | 0.0001 | 0.041667 | 0.47341 | 0
6917 | 1 | 7.6782e-05 | 0.00020111 | 0 | 3.7595e-05 | 0.00011416 | 0 | 0.030424 | 0.3616 | 0.0001 | 0.033333 | 0.13651 | 0
6918 | 1 | 0.00011613 | 0.00020493 | 0 | 9.3987e-05 | 0.00011416 | 0 | 0.031225 | 0.3336 | 0.0001 | 0.033333 | 0.0023399 | 0
6919 | 1 | 0.00015244 | 0.00020655 | 0 | 0.0001821 | 0.00011416 | 0 | 0.028823 | 0.2938 | 0.0001 | 0.033333 | 0.040754 | 0
6920 | 1 | 0.00015631 | 0.00020006 | 0 | 0.0001586 | 0.00011416 | 0.014675 | 0.026421 | 0.2507 | 0.0001 | 0.033333 | 0.29439 | 0.014675
6921 | 1 | 0.00016325 | 0.00019083 | 0 | 0.00014685 | 0.00011416 | 0 | 0.032826 | 0.1906 | 0.0001 | 0.025 | 0.34057 | 0
6922 | 1 | 0.00016728 | 0.00017865 | 0 | 0.00016448 | 0.00011416 | 0 | 0.018415 | 0.1374 | 0.0001 | 0.041667 | 0.18518 | 0
6923 | 1 | 0.00016871 | 0.00016352 | 0 | 0.00018797 | 0.00011416 | 0 | 0.016013 | 0.1009 | 0.0001 | 0.058333 | 0.04689 | 0
6924 | 1 | 0.00016417 | 0.00014991 | 0 | 0.00020677 | 0.00011416 | 0.012302 | 0.013611 | 0.0762 | 0.0001 | 0.041667 | 0.0013373 | 0.012302
6925 | 1 | 0.00016286 | 0.00014144 | 0 | 0.00018797 | 0.00011416 | 0 | 0.01281 | 0.0617 | 0.0001 | 0.041667 | 0.14125 | 0
6926 | 1 | 0.00015359 | 0.00013806 | 0 | 0.00019032 | 0.00011416 | 0 | 0.0080064 | 0.0612 | 0.0001 | 0.041667 | 0.55656 | 0
6927 | 1 | 0.0001479 | 0.00013909 | 0 | 0.00021382 | 0.00011416 | 0 | 0.0056045 | 0.063 | 0.0001 | 0.041667 | 0.72317 | 0
6928 | 1 | 0.00014529 | 0.00014479 | 0 | 0.00022322 | 0.00011416 | 0 | 0.0032026 | 0.0677 | 0.0001 | 0.041667 | 0.43876 | 0
6929 | 1 | 0.00015214 | 0.00015649 | 0 | 0.00022322 | 0.00011416 | 0 | 0.0024019 | 0.0814 | 0.0001 | 0.041667 | 0.12664 | 0
6930 | 1 | 0.00015333 | 0.00016774 | 0 | 0.00016448 | 0.00011416 | 0 | 0.0056045 | 0.1074 | 0.0001 | 0.025 | 0.0022536 | 0
6931 | 1 | 0.00015232 | 0.00017252 | 0 | 0.00011748 | 0.00011416 | 0 | 0.011209 | 0.1502 | 0.0001 | 0.025 | 0.036398 | 0
6932 | 1 | 0.00013383 | 0.00017723 | 0 | 8.8113e-05 | 0.00011416 | 0 | 0.018415 | 0.2185 | 0.0001 | 0.025 | 0.26967 | 0
6933 | 1 | 0.00011613 | 0.00018027 | 0 | 5.8742e-05 | 0.00011416 | 0 | 0.024019 | 0.2986 | 0.0001 | 0.016667 | 0.31535 | 0
6934 | 1 | 0.00012415 | 0.00018062 | 0 | 3.7595e-05 | 0.00011416 | 0 | 0.032826 | 0.369 | 0.0001 | 0.016667 | 0.17305 | 0
6935 | 1 | 0.00012035 | 0.00017921 | 0 | 2.3497e-05 | 0.00011416 | 0 | 0.036829 | 0.3961 | 0.0001 | 0.016667 | 0.044607 | 0
6936 | 1 | 9.6145e-05 | 0.0001769 | 0 | 9.3987e-06 | 0.00011416 | 0 | 0.031225 | 0.385 | 0.0001 | 0.016667 | 0.0013373 | 0
6937 | 1 | 7.0842e-05 | 0.00017427 | 0 | 5.8742e-06 | 0.00011416 | 0 | 0.036029 | 0.3759 | 0.0001 | 0.025 | 0.11888 | 0
6938 | 1 | 5.2499e-05 | 0.00017207 | 0 | 2.3497e-06 | 0.00011416 | 0 | 0.042434 | 0.3733 | 0.0001 | 0.033333 | 0.47442 | 0
6939 | 1 | 4.7625e-05 | 0.0001701 | 0 | 1.1748e-06 | 0.00011416 | 0 | 0.036829 | 0.3776 | 0.0001 | 0.058333 | 0.61484 | 0
6940 | 1 | 4.4282e-05 | 0.00016984 | 0 | 1.4098e-05 | 0.00011416 | 0 | 0.027222 | 0.3713 | 0.0001 | 0.066667 | 0.37461 | 0
6941 | 1 | 4.6164e-05 | 0.00016964 | 0 | 3.7595e-05 | 0.00011416 | 0 | 0.030424 | 0.3601 | 0.0001 | 0.075 | 0.10834 | 0
6942 | 1 | 5.6124e-05 | 0.00017011 | 0 | 9.3987e-05 | 0.00011416 | 0 | 0.022418 | 0.337 | 0.0001 | 0.075 | 0.0020875 | 0
6943 | 1 | 7.0196e-05 | 0.00017003 | 0 | 0.0001821 | 0.00011416 | 0 | 0.016813 | 0.2967 | 0.0001 | 0.075 | 0.02864 | 0
6944 | 1 | 9.0771e-05 | 0.00016167 | 0 | 0.0001586 | 0.00011416 | 0 | 0.016013 | 0.2492 | 0.0001 | 0.075 | 0.22445 | 0
6945 | 1 | 0.00011435 | 0.00015226 | 0 | 0.00014685 | 0.00011416 | 0 | 0.020817 | 0.1899 | 0.0001 | 0.075 | 0.2687 | 0
6946 | 1 | 0.00012601 | 0.0001423 | 0 | 0.00016448 | 0.00011416 | 0 | 0.019215 | 0.1323 | 0.0001 | 0.066667 | 0.15041 | 0
6947 | 1 | 0.0001335 | 0.00013071 | 0 | 0.00018797 | 0.00011416 | 0 | 0.013611 | 0.0839 | 0.0001 | 0.058333 | 0.040267 | 0
6948 | 1 | 0.0001332 | 0.00012038 | 0 | 0.00020677 | 0.00011416 | 0 | 0.0088071 | 0.0584 | 0.0001 | 0.033333 | 0.0013373 | 0
6949 | 1 | 0.00012865 | 0.00011441 | 0 | 0.00018797 | 0.00011416 | 0 | 0.0096077 | 0.045 | 0.0001 | 0.025 | 0.099011 | 0
6950 | 1 | 0.00011823 | 0.0001116 | 0 | 0.00019032 | 0.00011416 | 0 | 0.013611 | 0.0409 | 0.0001 | 0.025 | 0.40079 | 0
6951 | 1 | 0.00011236 | 0.00011212 | 0 | 0.00021382 | 0.00011416 | 0 | 0.0056045 | 0.0399 | 0.0001 | 0.033333 | 0.5179 | 0
6952 | 1 | 0.00010722 | 0.00011853 | 0 | 0.00022322 | 0.00011416 | 0 | 0.0048038 | 0.041 | 0.0001 | 0.033333 | 0.31703 | 0
6953 | 1 | 0.00011049 | 0.00013722 | 0 | 0.00022322 | 0.00011416 | 0 | 0.0056045 | 0.0483 | 0.0001 | 0.033333 | 0.091902 | 0
6954 | 1 | 0.0001194 | 0.00015502 | 0 | 0.00016448 | 0.00011416 | 0 | 0.0056045 | 0.0516 | 0.0001 | 0.033333 | 0.0019297 | 0
6955 | 1 | 0.00012468 | 0.00016137 | 0 | 0.00011748 | 0.00011416 | 0 | 0.0064051 | 0.0577 | 0.0001 | 0.041667 | 0.022071 | 0
6956 | 1 | 0.00010856 | 0.00016736 | 0 | 8.8113e-05 | 0.00011416 | 0 | 0.01201 | 0.0652 | 0.0001 | 0.041667 | 0.18459 | 0
6957 | 1 | 8.9541e-05 | 0.00017149 | 0 | 5.8742e-05 | 0.00011416 | 0 | 0.015212 | 0.0753 | 0.0001 | 0.041667 | 0.2269 | 0
6958 | 1 | 8.672e-05 | 0.00017449 | 0 | 3.7595e-05 | 0.00011416 | 0 | 0.0096077 | 0.0818 | 0.0001 | 0.041667 | 0.12983 | 0
6959 | 1 | 8.7514e-05 | 0.00017872 | 0 | 2.3497e-05 | 0.00011416 | 0 | 0.0056045 | 0.0818 | 0.0001 | 0.066667 | 0.036217 | 0
6960 | 1 | 6.42e-05 | 0.00018346 | 0 | 9.3987e-06 | 0.00011416 | 0 | 0.0048038 | 0.0737 | 0.0001 | 0.075 | 0.0013373 | 0
6961 | 1 | 4.7469e-05 | 0.00018732 | 0 | 5.8742e-06 | 0.00011416 | 0 | 0.0048038 | 0.0629 | 0.0001 | 0.075 | 0.07614 | 0
6962 | 1 | 3.3289e-05 | 0.00019043 | 0 | 2.3497e-06 | 0.00011416 | 0 | 0.0048038 | 0.055 | 0.0001 | 0.075 | 0.31504 | 0
6963 | 1 | 2.3924e-05 | 0.00019348 | 0 | 1.1748e-06 | 0.00011416 | 0 | 0.0040032 | 0.0449 | 0.0001 | 0.075 | 0.40529 | 0
6964 | 1 | 2.2119e-05 | 0.00019633 | 0 | 1.4098e-05 | 0.00011416 | 0 | 0.0024019 | 0.0357 | 0.0001 | 0.041667 | 0.24989 | 0
6965 | 1 | 2.3929e-05 | 0.00019964 | 0 | 3.7595e-05 | 0.00011416 | 0 | 0.0024019 | 0.0344 | 0.0001 | 0.033333 | 0.07269 | 0
6966 | 1 | 3.0531e-05 | 0.0002032 | 0 | 9.3987e-05 | 0.00011416 | 0 | 0.0032026 | 0.0305 | 0.0001 | 0.041667 | 0.0017319 | 0
6967 | 1 | 3.8012e-05 | 0.00020421 | 0 | 0.0001821 | 0.00011416 | 0 | 0.0032026 | 0.0246 | 0.0001 | 0.041667 | 0.014991 | 0
6968 | 1 | 5.1659e-05 | 0.00018554 | 0 | 0.0001586 | 0.00011416 | 0 | 0.0032026 | 0.022 | 0.0001 | 0.041667 | 0.1392 | 0
6969 | 1 | 7.5964e-05 | 0.00016101 | 0 | 0.00014685 | 0.00011416 | 0.048516 | 0.0024019 | 0.0191 | 0.0001 | 0.041667 | 0.17824 | 0.048516
6970 | 1 | 9.4255e-05 | 0.00012933 | 0 | 0.00016448 | 0.00011416 | 0.079794 | 0.0016013 | 0.0099 | 0.0001 | 0.033333 | 0.10544 | 0.079794
6971 | 1 | 0.00010626 | 0.00010521 | 0 | 0.00018797 | 0.00011416 | 0.17423 | 0.00080064 | 0.002 | 0.0001 | 0.033333 | 0.031253 | 0.17423
6972 | 1 | 0.00010938 | 8.8513e-05 | 0 | 0.00020677 | 0.00011416 | 0.56699 | 0.00080064 | 0 | 0.0001 | 0.033333 | 0.0013373 | 0.56699
6973 | 1 | 9.9072e-05 | 7.7641e-05 | 0 | 0.00018797 | 0.00011416 | 0 | 0.00080064 | 0 | 0.0001 | 0.033333 | 0.057093 | 0
6974 | 1 | 8.6764e-05 | 7.23e-05 | 0 | 0.00019032 | 0.00011416 | 0.014742 | 0.0024019 | 0.0025 | 0.0001 | 0.033333 | 0.24249 | 0.014742
6975 | 1 | 8.1124e-05 | 7.443e-05 | 0 | 0.00021382 | 0.00011416 | 0.0021951 | 0.0048038 | 0.0131 | 0.0001 | 0.033333 | 0.31032 | 0.0021951
6976 | 1 | 7.5726e-05 | 8.4289e-05 | 0 | 0.00022322 | 0.00011416 | 0.019489 | 0.0072058 | 0.0313 | 0.0001 | 0.041667 | 0.19297 | 0.019489
6977 | 1 | 8.601e-05 | 0.00011809 | 0 | 0.00022322 | 0.00011416 | 0 | 0.0080064 | 0.052 | 0.0001 | 0.041667 | 0.056361 | 0
6978 | 1 | 0.00010339 | 0.00014088 | 0 | 0.00016448 | 0.00011416 | 0 | 0.0096077 | 0.0668 | 0.0001 | 0.041667 | 0.0015481 | 0
6979 | 1 | 0.00012095 | 0.00014649 | 0 | 0.00011748 | 0.00011416 | 0 | 0.0096077 | 0.08 | 0.0001 | 0.041667 | 0.0096143 | 0
6980 | 1 | 0.00010797 | 0.0001491 | 0 | 8.8113e-05 | 0.00011416 | 0 | 0.011209 | 0.0878 | 0.0001 | 0.041667 | 0.10194 | 0
6981 | 1 | 9.1906e-05 | 0.00015104 | 0 | 5.8742e-05 | 0.00011416 | 0 | 0.011209 | 0.091 | 0.0001 | 0.041667 | 0.13708 | 0
6982 | 1 | 9.0536e-05 | 0.00015169 | 0 | 3.7595e-05 | 0.00011416 | 0 | 0.01201 | 0.0998 | 0.0001 | 0.041667 | 0.084313 | 0
6983 | 1 | 8.5395e-05 | 0.00015167 | 0 | 2.3497e-05 | 0.00011416 | 0 | 0.014412 | 0.1092 | 0.0001 | 0.041667 | 0.026764 | 0
6984 | 1 | 6.0101e-05 | 0.00015041 | 0 | 9.3987e-06 | 0.00011416 | 0 | 0.022418 | 0.1139 | 0.0001 | 0.041667 | 0.0013373 | 0
6985 | 1 | 4.0868e-05 | 0.00015064 | 0 | 5.8742e-06 | 0.00011416 | 0 | 0.025621 | 0.1137 | 0.0001 | 0.033333 | 0.041522 | 0
6986 | 1 | 2.9245e-05 | 0.00015069 | 0 | 2.3497e-06 | 0.00011416 | 0 | 0.028022 | 0.1103 | 0.0001 | 0.033333 | 0.18203 | 0
6987 | 1 | 2.3392e-05 | 0.00015169 | 0 | 1.1748e-06 | 0.00011416 | 0 | 0.017614 | 0.114 | 0.0001 | 0.033333 | 0.23148 | 0
6988 | 1 | 3.164e-05 | 0.000153 | 0 | 1.4098e-05 | 0.00011416 | 0 | 0.022418 | 0.1325 | 0.0001 | 0.033333 | 0.14542 | 0
6989 | 1 | 5.2536e-05 | 0.00015101 | 0 | 3.7595e-05 | 0.00011416 | 0 | 0.025621 | 0.156 | 0.0001 | 0.033333 | 0.042682 | 0
6990 | 1 | 9.7203e-05 | 0.00015076 | 0 | 9.3987e-05 | 0.00011416 | 0 | 0.027222 | 0.1658 | 0.0001 | 0.025 | 0.0013779 | 0
6991 | 1 | 0.00013855 | 0.000152 | 0 | 0.0001821 | 0.00011416 | 0 | 0.021617 | 0.1579 | 0.0001 | 0.025 | 0.0057069 | 0
6992 | 1 | 0.0001527 | 0.00013265 | 0 | 0.0001586 | 0.00011416 | 0.003198 | 0.015212 | 0.14 | 0.0001 | 0.016667 | 0.072001 | 0.003198
6993 | 1 | 0.00016551 | 0.00011005 | 0 | 0.00014685 | 0.00011416 | 0 | 0.011209 | 0.115 | 0.0001 | 0.016667 | 0.10281 | 0
6994 | 1 | 0.00017238 | 8.9001e-05 | 0 | 0.00016448 | 0.00011416 | 0 | 0.0080064 | 0.0918 | 0.0001 | 0.025 | 0.066214 | 0
6995 | 1 | 0.00017772 | 7.6e-05 | 0 | 0.00018797 | 0.00011416 | 0 | 0.0064051 | 0.0739 | 0.0001 | 0.016667 | 0.022727 | 0
6996 | 1 | 0.00017349 | 6.1952e-05 | 0 | 0.00020677 | 0.00011416 | 0 | 0.0088071 | 0.0625 | 0.0001 | 0.0083333 | 0.0013373 | 0
6997 | 1 | 0.00017225 | 4.9771e-05 | 0 | 0.00018797 | 0.00011416 | 0 | 0.018415 | 0.0606 | 0.0001 | 0.0083333 | 0.029075 | 0
6998 | 1 | 0.00016771 | 4.5007e-05 | 0 | 0.00019032 | 0.00011416 | 0 | 0.019215 | 0.0666 | 0.0001 | 0.0083333 | 0.13256 | 0
6999 | 1 | 0.00016278 | 4.7834e-05 | 0 | 0.00021382 | 0.00011416 | 0 | 0.016013 | 0.0735 | 0.0001 | 0.025 | 0.16727 | 0
7000 | 1 | 0.00015854 | 5.9579e-05 | 0 | 0.00022322 | 0.00011416 | 0.012435 | 0.013611 | 0.0767 | 0.0001 | 0.016667 | 0.1064 | 0.012435
7001 | 1 | 0.00016055 | 9.757e-05 | 0 | 0.00022322 | 0.00011416 | 0 | 0.016813 | 0.0753 | 0.0001 | 0.0083333 | 0.031417 | 0
7002 | 1 | 0.00016821 | 0.00012417 | 0 | 0.00016448 | 0.00011416 | 0 | 0.02482 | 0.0697 | 0.0001 | 0.0083333 | 0.0012206 | 0
7003 | 1 | 0.00016964 | 0.0001313 | 0 | 0.00011748 | 0.00011416 | 0 | 0.025621 | 0.0649 | 0.0001 | 0.0083333 | 0.0030341 | 0
7004 | 1 | 0.00014779 | 0.00013401 | 0 | 8.8113e-05 | 0.00011416 | 0 | 0.01201 | 0.0627 | 0.0001 | 0.0083333 | 0.048587 | 0
7005 | 1 | 0.00012484 | 0.00013502 | 0 | 5.8742e-05 | 0.00011416 | 0 | 0.011209 | 0.0589 | 0.0001 | 0.0083333 | 0.074782 | 0
7006 | 1 | 0.00012037 | 0.00013451 | 0 | 3.7595e-05 | 0.00011416 | 0 | 0.01201 | 0.0527 | 0.0001 | 0.0083333 | 0.050911 | 0
7007 | 1 | 0.00011522 | 0.00013197 | 0 | 2.3497e-05 | 0.00011416 | 0 | 0.021617 | 0.0473 | 0.0001 | 0.0083333 | 0.019119 | 0
7008 | 1 | 8.9328e-05 | 0.00013155 | 0 | 9.3987e-06 | 0.00011416 | 0 | 0.013611 | 0.0474 | 0.0001 | 0.0083333 | 0.0013373 | 0
7009 | 1 | 6.6683e-05 | 0.00013486 | 0 | 5.8742e-06 | 0.00011416 | 0 | 0.0088071 | 0.0683 | 0.0001 | 0 | 0.019404 | 0
7010 | 1 | 5.0741e-05 | 0.00014249 | 0 | 2.3497e-06 | 0.00011416 | 0 | 0.0072058 | 0.1154 | 0.0001 | 0.0083333 | 0.092983 | 0
7011 | 1 | 4.6199e-05 | 0.00015169 | 0 | 1.1748e-06 | 0.00011416 | 0 | 0.015212 | 0.1739 | 0.0001 | 0.025 | 0.11619 | 0
7012 | 1 | 5.0916e-05 | 0.00015802 | 0 | 1.4098e-05 | 0.00011416 | 0 | 0.01201 | 0.2089 | 0.0001 | 0.025 | 0.075076 | 0
7013 | 1 | 6.8549e-05 | 0.00016094 | 0 | 3.7595e-05 | 0.00011416 | 0 | 0.01201 | 0.2223 | 0.0001 | 0.025 | 0.022332 | 0
7014 | 1 | 0.00011222 | 0.00016383 | 0 | 9.3987e-05 | 0.00011416 | 0 | 0.01281 | 0.2139 | 0.0001 | 0.025 | 0.0010757 | 0
7015 | 1 | 0.0001505 | 0.00016512 | 0 | 0.0001821 | 0.00011416 | 0 | 0.014412 | 0.2002 | 0.0001 | 0.025 | 0.0013616 | 0
7016 | 1 | 0.0001621 | 0.00013842 | 0 | 0.0001586 | 0.00011416 | 0 | 0.013611 | 0.181 | 0.0001 | 0.025 | 0.030893 | 0
7017 | 1 | 0.00016941 | 0.00011171 | 0 | 0.00014685 | 0.00011416 | 0.002496 | 0.018415 | 0.1868 | 0.0001 | 0.016667 | 0.052378 | 0.002496
7018 | 1 | 0.00017385 | 8.874e-05 | 0 | 0.00016448 | 0.00011416 | 0 | 0.018415 | 0.1965 | 0.0001 | 0.016667 | 0.038168 | 0
7019 | 1 | 0.00018175 | 6.8461e-05 | 0 | 0.00018797 | 0.00011416 | 0 | 0.015212 | 0.1835 | 0.0001 | 0.0083333 | 0.015913 | 0
7020 | 1 | 0.00017116 | 5.5722e-05 | 0 | 0.00020677 | 0.00011416 | 0.0021171 | 0.018415 | 0.1809 | 0.0001 | 0.0083333 | 0.0013373 | 0.0021171
7021 | 1 | 0.00017038 | 4.9893e-05 | 0 | 0.00018797 | 0.00011416 | 0 | 0.02482 | 0.1496 | 0.0001 | 0.0083333 | 0.014612 | 0
7022 | 1 | 0.00016271 | 4.8357e-05 | 0 | 0.00019032 | 0.00011416 | 0.25358 | 0.053643 | 0.1163 | 0.0001 | 0.0083333 | 0.072776 | 0.25358
7023 | 1 | 0.00016011 | 5.1952e-05 | 0 | 0.00021382 | 0.00011416 | 0 | 0.058447 | 0.0993 | 0.0001 | 0.0083333 | 0.090263 | 0
7024 | 1 | 0.00016008 | 6.4919e-05 | 0 | 0.00022322 | 0.00011416 | 0 | 0.060048 | 0.0916 | 0.0001 | 0.0083333 | 0.059026 | 0
7025 | 1 | 0.00015758 | 0.0001031 | 0 | 0.00022322 | 0.00011416 | 0 | 0.080064 | 0.0829 | 0.0001 | 0.0083333 | 0.017657 | 0
7026 | 1 | 0.00016427 | 0.00013476 | 0 | 0.00016448 | 0.00011416 | 0 | 0.070456 | 0.0556 | 0.0001 | 0.0083333 | 0.00099127 | 0
7027 | 1 | 0.00017215 | 0.00014757 | 0 | 0.00011748 | 0.00011416 | 0 | 0.055244 | 0.029 | 0.0001 | 0.0083333 | 0.00071998 | 0
7028 | 1 | 0.00015005 | 0.00015669 | 0 | 8.8113e-05 | 0.00011416 | 0 | 0.032826 | 0.0071 | 0.0001 | 0.0083333 | 0.022384 | 0
7029 | 1 | 0.00012464 | 0.00015933 | 0 | 5.8742e-05 | 0.00011416 | 0 | 0.026421 | 0.003 | 0.0001 | 0.0083333 | 0.04095 | 0
7030 | 1 | 0.00012424 | 0.00015816 | 0 | 3.7595e-05 | 0.00011416 | 0 | 0.015212 | 0.0095 | 0.0001 | 0 | 0.0314 | 0
7031 | 1 | 0.0001155 | 0.00016525 | 0 | 2.3497e-05 | 0.00011416 | 0 | 0.01281 | 0.0206 | 0.0001 | 0 | 0.014105 | 0
7032 | 1 | 9.0199e-05 | 0.00017359 | 0 | 9.3987e-06 | 0.00011416 | 0 | 0.0096077 | 0.0253 | 0.0001 | 0 | 0.0013373 | 0
7033 | 1 | 6.656e-05 | 0.00017696 | 0 | 5.8742e-06 | 0.00011416 | 0 | 0.0088071 | 0.0433 | 0.0001 | 0 | 0.011404 | 0
7034 | 1 | 5.3704e-05 | 0.00017413 | 0 | 2.3497e-06 | 0.00011416 | 0 | 0.0056045 | 0.067 | 0.0001 | 0 | 0.058901 | 0
7035 | 1 | 5.0084e-05 | 0.0001706 | 0 | 1.1748e-06 | 0.00011416 | 0 | 0.0048038 | 0.1137 | 0.0001 | 0.0083333 | 0.072546 | 0
7036 | 1 | 5.2675e-05 | 0.00016764 | 0 | 1.4098e-05 | 0.00011416 | 0 | 0.010408 | 0.1663 | 0.0001 | 0.025 | 0.047973 | 0
7037 | 1 | 7.058e-05 | 0.00016457 | 0 | 3.7595e-05 | 0.00011416 | 0 | 0.020817 | 0.2165 | 0.0001 | 0.025 | 0.014425 | 0
7038 | 1 | 0.00011253 | 0.00016242 | 0 | 9.3987e-05 | 0.00011416 | 0 | 0.033627 | 0.279 | 0.0001 | 0.025 | 0.00092699 | 0
7039 | 1 | 0.00015356 | 0.00016203 | 0 | 0.0001821 | 0.00011416 | 0 | 0.046437 | 0.3425 | 0.0001 | 0.025 | 0.00038361 | 0
7040 | 1 | 0.00015993 | 0.00015373 | 0 | 0.0001586 | 0.00011416 | 0 | 0.064051 | 0.3784 | 0.0001 | 0.025 | 0.01683 | 0
7041 | 1 | 0.00016763 | 0.00013711 | 0 | 0.00014685 | 0.00011416 | 0.012703 | 0.076861 | 0.4056 | 0.0001 | 0.033333 | 0.033108 | 0.012703
7042 | 1 | 0.00017156 | 0.00011903 | 0 | 0.00016448 | 0.00011416 | 0.020614 | 0.082466 | 0.4343 | 0.0001 | 0.041667 | 0.026602 | 0.020614
7043 | 1 | 0.00017784 | 0.00010239 | 0 | 0.00018797 | 0.00011416 | 0.039323 | 0.066453 | 0.4746 | 0.0001 | 0.033333 | 0.01276 | 0.039323
7044 | 1 | 0.00017283 | 8.8984e-05 | 0 | 0.00020677 | 0.00011416 | 0 | 0.076861 | 0.5398 | 0.0001 | 0.025 | 0.0013373 | 0
7045 | 1 | 0.00017191 | 7.6541e-05 | 0 | 0.00018797 | 0.00011416 | 0.05762 | 0.11529 | 0.5987 | 0.0001 | 0.025 | 0.0099928 | 0.05762
7046 | 1 | 0.00016677 | 7.0835e-05 | 0 | 0.00019032 | 0.00011416 | 0.058611 | 0.14492 | 0.6351 | 0.0001 | 0.0083333 | 0.052679 | 0.058611
7047 | 1 | 0.0001652 | 7.5354e-05 | 0 | 0.00021382 | 0.00011416 | 0.0045574 | 0.17854 | 0.6369 | 0.0001 | 0.0083333 | 0.064631 | 0.0045574
7048 | 1 | 0.00016134 | 8.4499e-05 | 0 | 0.00022322 | 0.00011416 | 0.01297 | 0.19696 | 0.6153 | 0.0001 | 0.0083333 | 0.043006 | 0.01297
7049 | 1 | 0.00016017 | 0.00010064 | 0 | 0.00022322 | 0.00011416 | 0 | 0.22418 | 0.5602 | 0.0001 | 0.0083333 | 0.012969 | 0
7050 | 1 | 0.00017148 | 0.00011132 | 0 | 0.00016448 | 0.00011416 | 0 | 0.2514 | 0.4921 | 0.0001 | 0.0083333 | 0.00089592 | 0
7051 | 1 | 0.0001724 | 0.00011523 | 0 | 0.00011748 | 0.00011416 | 0 | 0.27622 | 0.4432 | 0.0001 | 0.0083333 | 0.00026432 | 0
7052 | 1 | 0.0001535 | 0.0001182 | 0 | 8.8113e-05 | 0.00011416 | 0 | 0.30024 | 0.3825 | 0.0001 | 0.0083333 | 0.014435 | 0
7053 | 1 | 0.00012653 | 0.00012038 | 0 | 5.8742e-05 | 0.00011416 | 0 | 0.31545 | 0.2993 | 0.0001 | 0.0083333 | 0.029594 | 0
7054 | 1 | 0.00012851 | 0.00012092 | 0 | 3.7595e-05 | 0.00011416 | 0 | 0.32266 | 0.2271 | 0.0001 | 0.0083333 | 0.024398 | 0
7055 | 1 | 0.00012234 | 0.0001208 | 0 | 2.3497e-05 | 0.00011416 | 0 | 0.32826 | 0.1881 | 0.0001 | 0.0083333 | 0.012122 | 0
7056 | 1 | 9.357e-05 | 0.00012015 | 0 | 9.3987e-06 | 0.00011416 | 0 | 0.25701 | 0.1669 | 0.0001 | 0.0083333 | 0.0013373 | 0
7057 | 1 | 7.0361e-05 | 0.00012012 | 0 | 5.8742e-06 | 0.00011416 | 0 | 0.22498 | 0.1692 | 0.0001 | 0 | 0.010683 | 0
7058 | 1 | 5.7511e-05 | 0.00012034 | 0 | 2.3497e-06 | 0.00011416 | 0 | 0.20336 | 0.184 | 0.0001 | 0 | 0.055732 | 0
7059 | 1 | 5.2112e-05 | 0.00012071 | 0 | 1.1748e-06 | 0.00011416 | 0 | 0.19376 | 0.2028 | 0.0001 | 0 | 0.068513 | 0
7060 | 1 | 5.4936e-05 | 0.00012106 | 0 | 1.4098e-05 | 0.00011416 | 0 | 0.19215 | 0.2221 | 0.0001 | 0 | 0.045444 | 0
7061 | 1 | 7.5004e-05 | 0.00012095 | 0 | 3.7595e-05 | 0.00011416 | 0 | 0.18815 | 0.2434 | 0.0001 | 0.0083333 | 0.013684 | 0
7062 | 1 | 0.00011459 | 0.0001197 | 0 | 9.3987e-05 | 0.00011416 | 0 | 0.18094 | 0.2776 | 0.0001 | 0.033333 | 0.00091137 | 0
7063 | 1 | 0.00015805 | 0.00011666 | 0 | 0.0001821 | 0.00011416 | 0 | 0.16974 | 0.3103 | 0.0001 | 0.041667 | 0.00032027 | 0
7064 | 1 | 0.00016443 | 0.00010739 | 0 | 0.0001586 | 0.00011416 | 0.010552 | 0.17214 | 0.3629 | 0.0001 | 0.05 | 0.015602 | 0.010552
7065 | 1 | 0.00017261 | 9.2125e-05 | 0 | 0.00014685 | 0.00011416 | 0.010318 | 0.17774 | 0.384 | 0.0001 | 0.041667 | 0.031318 | 0.010318
7066 | 1 | 0.00017985 | 7.2615e-05 | 0 | 0.00016448 | 0.00011416 | 0 | 0.16573 | 0.3428 | 0.0001 | 0 | 0.025484 | 0
7067 | 1 | 0.00018774 | 5.375e-05 | 0 | 0.00018797 | 0.00011416 | 0 | 0.15933 | 0.3359 | 0.0001 | 0 | 0.012438 | 0
7068 | 1 | 0.00018036 | 4.026e-05 | 0 | 0.00020677 | 0.00011416 | 0.0043123 | 0.16253 | 0.3755 | 0.0001 | 0.016667 | 0.0013373 | 0.0043123
7069 | 1 | 0.00017937 | 3.314e-05 | 0 | 0.00018797 | 0.00011416 | 0.027991 | 0.16813 | 0.3717 | 0.0001 | 0.016667 | 0.012942 | 0.027991
7070 | 1 | 0.00017141 | 3.2215e-05 | 0 | 0.00019032 | 0.00011416 | 0 | 0.15212 | 0.3169 | 0.0001 | 0.016667 | 0.065594 | 0
7071 | 1 | 0.00016952 | 3.7642e-05 | 0 | 0.00021382 | 0.00011416 | 0 | 0.13931 | 0.2544 | 0.0001 | 0.025 | 0.081082 | 0
7072 | 1 | 0.00016532 | 4.8898e-05 | 0 | 0.00022322 | 0.00011416 | 0.005304 | 0.1225 | 0.2146 | 0.0001 | 0.025 | 0.053309 | 0.005304
7073 | 1 | 0.00016896 | 7.2911e-05 | 0 | 0.00022322 | 0.00011416 | 0 | 0.10649 | 0.1905 | 0.0001 | 0.033333 | 0.015987 | 0
7074 | 1 | 0.00017668 | 9.0258e-05 | 0 | 0.00016448 | 0.00011416 | 0 | 0.076861 | 0.168 | 0.0001 | 0.033333 | 0.00095877 | 0
7075 | 1 | 0.00017818 | 9.9036e-05 | 0 | 0.00011748 | 0.00011416 | 0 | 0.082466 | 0.145 | 0.0001 | 0.025 | 0.00053427 | 0
7076 | 1 | 0.00015701 | 0.00010462 | 0 | 8.8113e-05 | 0.00011416 | 0 | 0.064051 | 0.1209 | 0.0001 | 0.0083333 | 0.019475 | 0
7077 | 1 | 0.00013338 | 0.00010951 | 0 | 5.8742e-05 | 0.00011416 | 0 | 0.052842 | 0.0986 | 0.0001 | 0.0083333 | 0.03689 | 0
7078 | 1 | 0.00013187 | 0.00011085 | 0 | 3.7595e-05 | 0.00011416 | 0 | 0.056845 | 0.0829 | 0.0001 | 0.0083333 | 0.028935 | 0
7079 | 1 | 0.0001233 | 0.00011226 | 0 | 2.3497e-05 | 0.00011416 | 0 | 0.044836 | 0.0693 | 0.0001 | 0.0083333 | 0.013421 | 0
7080 | 1 | 9.8562e-05 | 0.0001138 | 0 | 9.3987e-06 | 0.00011416 | 0 | 0.028022 | 0.0574 | 0.0001 | 0.0083333 | 0.0013373 | 0
7081 | 1 | 7.4518e-05 | 0.00011563 | 0 | 5.8742e-06 | 0.00011416 | 0 | 0.015212 | 0.0456 | 0.0001 | 0 | 0.016421 | 0
7082 | 1 | 5.9038e-05 | 0.0001172 | 0 | 2.3497e-06 | 0.00011416 | 0 | 0.010408 | 0.0331 | 0.0001 | 0 | 0.080465 | 0
7083 | 1 | 5.5996e-05 | 0.00011947 | 0 | 1.1748e-06 | 0.00011416 | 0 | 0.011209 | 0.0251 | 0.0001 | 0 | 0.10011 | 0
7084 | 1 | 5.8727e-05 | 0.00012232 | 0 | 1.4098e-05 | 0.00011416 | 0 | 0.011209 | 0.0244 | 0.0001 | 0 | 0.065138 | 0
7085 | 1 | 7.7079e-05 | 0.00012734 | 0 | 3.7595e-05 | 0.00011416 | 0 | 0.01281 | 0.0306 | 0.0001 | 0 | 0.019439 | 0
7086 | 1 | 0.00011917 | 0.00013399 | 0 | 9.3987e-05 | 0.00011416 | 0 | 0.014412 | 0.0435 | 0.0001 | 0 | 0.0010245 | 0
7087 | 1 | 0.00015562 | 0.00014238 | 0 | 0.0001821 | 0.00011416 | 0 | 0.015212 | 0.0598 | 0.0001 | 0 | 0.00094438 | 0
7088 | 1 | 0.00016642 | 0.00012029 | 0 | 0.0001586 | 0.00011416 | 0.0072763 | 0.016813 | 0.0744 | 0.0001 | 0.0083333 | 0.02557 | 0.0072763
7089 | 1 | 0.00017452 | 8.5232e-05 | 0 | 0.00014685 | 0.00011416 | 0.018352 | 0.023219 | 0.0859 | 0.0001 | 0.016667 | 0.045297 | 0.018352
7090 | 1 | 0.00018 | 5.7973e-05 | 0 | 0.00016448 | 0.00011416 | 0 | 0.027222 | 0.0913 | 0.0001 | 0.025 | 0.034002 | 0
7091 | 1 | 0.00018611 | 4.0749e-05 | 0 | 0.00018797 | 0.00011416 | 0 | 0.023219 | 0.0994 | 0.0001 | 0.025 | 0.014811 | 0
7092 | 1 | 0.00017794 | 3.4571e-05 | 0 | 0.00020677 | 0.00011416 | 0 | 0.020817 | 0.1047 | 0.0001 | 0.025 | 0.0013373 | 0
7093 | 1 | 0.0001726 | 3.3314e-05 | 0 | 0.00018797 | 0.00011416 | 0 | 0.016013 | 0.1113 | 0.0001 | 0.016667 | 0.020473 | 0
7094 | 1 | 0.0001665 | 3.6072e-05 | 0 | 0.00019032 | 0.00011416 | 0 | 0.017614 | 0.1277 | 0.0001 | 0.016667 | 0.097428 | 0
7095 | 1 | 0.00015862 | 4.1848e-05 | 0 | 0.00021382 | 0.00011416 | 0 | 0.034428 | 0.1378 | 0.0001 | 0.025 | 0.12191 | 0
7096 | 1 | 0.00015254 | 5.4936e-05 | 0 | 0.00022322 | 0.00011416 | 0 | 0.030424 | 0.1499 | 0.0001 | 0.016667 | 0.0786 | 0
7097 | 1 | 0.00015621 | 8.3591e-05 | 0 | 0.00022322 | 0.00011416 | 0 | 0.020016 | 0.1603 | 0.0001 | 0.016667 | 0.023356 | 0
7098 | 1 | 0.00016278 | 0.00010315 | 0 | 0.00016448 | 0.00011416 | 0 | 0.020817 | 0.166 | 0.0001 | 0.016667 | 0.0010931 | 0
7099 | 1 | 0.00015817 | 0.000113 | 0 | 0.00011748 | 0.00011416 | 0 | 0.028823 | 0.1781 | 0.0001 | 0.016667 | 0.0015239 | 0
7100 | 1 | 0.00013989 | 0.00012122 | 0 | 8.8113e-05 | 0.00011416 | 0 | 0.031225 | 0.1992 | 0.0001 | 0.016667 | 0.032819 | 0
7101 | 1 | 0.00012025 | 0.00012464 | 0 | 5.8742e-05 | 0.00011416 | 0 | 0.036029 | 0.2185 | 0.0001 | 0.016667 | 0.054893 | 0
7102 | 1 | 0.00012572 | 0.00012528 | 0 | 3.7595e-05 | 0.00011416 | 0 | 0.039231 | 0.2331 | 0.0001 | 0.016667 | 0.039629 | 0
7103 | 1 | 0.00012385 | 0.00012675 | 0 | 2.3497e-05 | 0.00011416 | 0 | 0.054444 | 0.2345 | 0.0001 | 0.016667 | 0.016293 | 0
7104 | 1 | 9.4409e-05 | 0.00012912 | 0 | 9.3987e-06 | 0.00011416 | 0 | 0.064051 | 0.2193 | 0.0001 | 0.0083333 | 0.0013373 | 0
7105 | 1 | 7.0644e-05 | 0.00013001 | 0 | 5.8742e-06 | 0.00011416 | 0 | 0.046437 | 0.2101 | 0.0001 | 0.0083333 | 0.026411 | 0
7106 | 1 | 5.1914e-05 | 0.00012958 | 0 | 2.3497e-06 | 0.00011416 | 0 | 0.035228 | 0.2115 | 0.0001 | 0.0083333 | 0.12178 | 0
7107 | 1 | 4.6465e-05 | 0.00012895 | 0 | 1.1748e-06 | 0.00011416 | 0 | 0.03763 | 0.2339 | 0.0001 | 0.0083333 | 0.15333 | 0
7108 | 1 | 4.4756e-05 | 0.000129 | 0 | 1.4098e-05 | 0.00011416 | 0 | 0.048839 | 0.2459 | 0.0001 | 0.0083333 | 0.097883 | 0
7109 | 1 | 4.5481e-05 | 0.00013003 | 0 | 3.7595e-05 | 0.00011416 | 0 | 0.064852 | 0.2264 | 0.0001 | 0.0083333 | 0.02895 | 0
7110 | 1 | 5.9062e-05 | 0.00013209 | 0 | 9.3987e-05 | 0.00011416 | 0 | 0.07526 | 0.2287 | 0.0001 | 0.0083333 | 0.0011832 | 0
7111 | 1 | 7.3091e-05 | 0.00013453 | 0 | 0.0001821 | 0.00011416 | 0 | 0.090472 | 0.2595 | 0.0001 | 0.016667 | 0.0025314 | 0
7112 | 1 | 9.3779e-05 | 0.00012359 | 0 | 0.0001586 | 0.00011416 | 0 | 0.10809 | 0.2696 | 0.0001 | 0.016667 | 0.043658 | 0
7113 | 1 | 0.00011419 | 0.00010694 | 0 | 0.00014685 | 0.00011416 | 0 | 0.1201 | 0.2518 | 0.0001 | 0.025 | 0.068679 | 0
7114 | 1 | 0.00012634 | 8.4516e-05 | 0 | 0.00016448 | 0.00011416 | 0.0094826 | 0.10008 | 0.2308 | 0.0001 | 0.033333 | 0.047495 | 0.0094826
7115 | 1 | 0.00013367 | 6.0852e-05 | 0 | 0.00018797 | 0.00011416 | 0.083159 | 0.085669 | 0.2152 | 0.0001 | 0.025 | 0.01828 | 0.083159
7116 | 1 | 0.00013349 | 4.9719e-05 | 0 | 0.00020677 | 0.00011416 | 0.15817 | 0.068054 | 0.2298 | 0.0001 | 0.025 | 0.0013373 | 0.15817
7117 | 1 | 0.00012044 | 4.4989e-05 | 0 | 0.00018797 | 0.00011416 | 0.15352 | 0.054444 | 0.2551 | 0.0001 | 0.025 | 0.031913 | 0.15352
7118 | 1 | 0.00010982 | 4.4361e-05 | 0 | 0.00019032 | 0.00011416 | 0.033585 | 0.040032 | 0.2294 | 0.0001 | 0.0083333 | 0.14396 | 0.033585
7119 | 1 | 0.00010583 | 4.8637e-05 | 0 | 0.00021382 | 0.00011416 | 0.3749 | 0.029624 | 0.2019 | 0.0001 | 0.0083333 | 0.18203 | 0.3749
7120 | 1 | 9.9575e-05 | 6.4936e-05 | 0 | 0.00022322 | 0.00011416 | 0.027746 | 0.026421 | 0.2014 | 0.0001 | 0.0083333 | 0.1154 | 0.027746
7121 | 1 | 0.00010769 | 9.1392e-05 | 0 | 0.00022322 | 0.00011416 | 0 | 0.039231 | 0.2256 | 0.0001 | 0.0083333 | 0.03402 | 0
7122 | 1 | 0.00012546 | 0.00010172 | 0 | 0.00016448 | 0.00011416 | 0 | 0.040833 | 0.2366 | 0.0001 | 0.0083333 | 0.0012587 | 0
7123 | 1 | 0.00013136 | 0.00010113 | 0 | 0.00011748 | 0.00011416 | 0 | 0.045637 | 0.2276 | 0.0001 | 0.025 | 0.0035994 | 0
7124 | 1 | 0.00011226 | 0.00010305 | 0 | 8.8113e-05 | 0.00011416 | 0 | 0.06245 | 0.2141 | 0.0001 | 0.025 | 0.053873 | 0
7125 | 1 | 9.4342e-05 | 0.0001105 | 0 | 5.8742e-05 | 0.00011416 | 0 | 0.097678 | 0.191 | 0.0001 | 0.0083333 | 0.081237 | 0
7126 | 1 | 9.3491e-05 | 0.00011787 | 0 | 3.7595e-05 | 0.00011416 | 0 | 0.11769 | 0.1879 | 0.0001 | 0 | 0.054488 | 0
7127 | 1 | 9.1945e-05 | 0.00012157 | 0 | 2.3497e-05 | 0.00011416 | 0 | 0.1233 | 0.2832 | 0.0001 | 0 | 0.019982 | 0
7128 | 1 | 6.7838e-05 | 0.0001223 | 0 | 9.3987e-06 | 0.00011416 | 0 | 0.11049 | 0.3387 | 0.0001 | 0 | 0.0013373 | 0
7129 | 1 | 4.4757e-05 | 0.00012355 | 0 | 5.8742e-06 | 0.00011416 | 0 | 0.10408 | 0.3926 | 0.0001 | 0 | 0.038131 | 0
7130 | 1 | 3.461e-05 | 0.00012361 | 0 | 2.3497e-06 | 0.00011416 | 0 | 0.15132 | 0.4636 | 0.0001 | 0 | 0.16868 | 0
7131 | 1 | 2.447e-05 | 0.00011713 | 0 | 1.1748e-06 | 0.00011416 | 0 | 0.083267 | 0.3952 | 0.0001 | 0 | 0.21411 | 0
7132 | 1 | 2.4621e-05 | 0.00011151 | 0 | 1.4098e-05 | 0.00011416 | 0 | 0.077662 | 0.2928 | 0.0001 | 0 | 0.1349 | 0
7133 | 1 | 2.3765e-05 | 0.00011554 | 0 | 3.7595e-05 | 0.00011416 | 0 | 0.10568 | 0.238 | 0.0001 | 0 | 0.039648 | 0
7134 | 1 | 2.5965e-05 | 0.00012553 | 0 | 9.3987e-05 | 0.00011416 | 0 | 0.10088 | 0.1897 | 0.0001 | 0 | 0.0013373 | 0
7135 | 1 | 3.5856e-05 | 0.00013622 | 0 | 0.0001821 | 0.00011416 | 0 | 0.081665 | 0.1307 | 0.0001 | 0 | 0.0049321 | 0
7136 | 1 | 4.5402e-05 | 0.00012492 | 0 | 0.0001586 | 0.00011416 | 0 | 0.057646 | 0.0995 | 0.0001 | 0.0083333 | 0.065567 | 0
7137 | 1 | 6.5958e-05 | 9.9559e-05 | 0 | 0.00014685 | 0.00011416 | 0 | 0.047238 | 0.0733 | 0.0001 | 0.016667 | 0.09524 | 0
7138 | 1 | 9.1359e-05 | 7.7152e-05 | 0 | 0.00016448 | 0.00011416 | 0 | 0.05044 | 0.0573 | 0.0001 | 0.025 | 0.062136 | 0
7139 | 1 | 0.00010536 | 5.9125e-05 | 0 | 0.00018797 | 0.00011416 | 0 | 0.035228 | 0.025 | 0.0001 | 0.025 | 0.021786 | 0
7140 | 1 | 0.00011807 | 4.8689e-05 | 0 | 0.00020677 | 0.00011416 | 0 | 0.018415 | 0.0084 | 0.0001 | 0.033333 | 0.0013373 | 0
7141 | 1 | 0.00011707 | 4.4361e-05 | 0 | 0.00018797 | 0.00011416 | 0 | 0.0064051 | 0.0001 | 0.0001 | 0.033333 | 0.045108 | 0
7142 | 1 | 0.00010502 | 4.3262e-05 | 0 | 0.00019032 | 0.00011416 | 0 | 0.0024019 | 0 | 0.0001 | 0.033333 | 0.19607 | 0
7143 | 1 | 9.4071e-05 | 4.8619e-05 | 0 | 0.00021382 | 0.00011416 | 0 | 0.0016013 | 0 | 0.0001 | 0.033333 | 0.24976 | 0
7144 | 1 | 8.8747e-05 | 6.3837e-05 | 0 | 0.00022322 | 0.00011416 | 0 | 0.0040032 | 0 | 0.0001 | 0.033333 | 0.15647 | 0
7145 | 1 | 8.0673e-05 | 9.1968e-05 | 0 | 0.00022322 | 0.00011416 | 0 | 0.0072058 | 0.001 | 0.0001 | 0.033333 | 0.045866 | 0
7146 | 1 | 0.00010699 | 0.0001139 | 0 | 0.00016448 | 0.00011416 | 0 | 0.0056045 | 0.0086 | 0.0001 | 0.033333 | 0.0014192 | 0
7147 | 1 | 0.00012976 | 0.00012539 | 0 | 0.00011748 | 0.00011416 | 0 | 0.016813 | 0.0304 | 0.0001 | 0.025 | 0.0065588 | 0
7148 | 1 | 0.00012118 | 0.00013334 | 0 | 8.8113e-05 | 0.00011416 | 0 | 0.052042 | 0.0635 | 0.0001 | 0.016667 | 0.078843 | 0
7149 | 1 | 0.00010568 | 0.00014088 | 0 | 5.8742e-05 | 0.00011416 | 0 | 0.076061 | 0.1071 | 0.0001 | 0.016667 | 0.11077 | 0
7150 | 1 | 8.4445e-05 | 0.00015029 | 0 | 3.7595e-05 | 0.00011416 | 0 | 0.082466 | 0.1459 | 0.0001 | 0.016667 | 0.070468 | 0
7151 | 1 | 8.2954e-05 | 0.00015825 | 0 | 2.3497e-05 | 0.00011416 | 0 | 0.094476 | 0.1587 | 0.0001 | 0.016667 | 0.023696 | 0
7152 | 1 | 7.5893e-05 | 0.00016258 | 0 | 9.3987e-06 | 0.00011416 | 0 | 0.10088 | 0.1635 | 0.0001 | 0.016667 | 0.0013373 | 0
7153 | 1 | 5.297e-05 | 0.00016326 | 0 | 5.8742e-06 | 0.00011416 | 0 | 0.096077 | 0.1712 | 0.0001 | 0.016667 | 0.050866 | 0
7154 | 1 | 3.1822e-05 | 0.00016139 | 0 | 2.3497e-06 | 0.00011416 | 0 | 0.070456 | 0.1829 | 0.0001 | 0.016667 | 0.21846 | 0
7155 | 1 | 2.3893e-05 | 0.00015758 | 0 | 1.1748e-06 | 0.00011416 | 0 | 0.072858 | 0.1977 | 0.0001 | 0.016667 | 0.27895 | 0
7156 | 1 | 2.064e-05 | 0.0001554 | 0 | 1.4098e-05 | 0.00011416 | 0 | 0.085669 | 0.2091 | 0.0001 | 0.016667 | 0.17408 | 0
7157 | 1 | 2.8817e-05 | 0.00015443 | 0 | 3.7595e-05 | 0.00011416 | 0 | 0.097678 | 0.2125 | 0.0001 | 0.016667 | 0.050934 | 0
7158 | 1 | 5.6641e-05 | 0.00015359 | 0 | 9.3987e-05 | 0.00011416 | 0 | 0.1233 | 0.2033 | 0.0001 | 0.016667 | 0.0014827 | 0
7159 | 1 | 0.00010607 | 0.00015343 | 0 | 0.0001821 | 0.00011416 | 0 | 0.13851 | 0.1886 | 0.0001 | 0.016667 | 0.0079894 | 0
7160 | 1 | 0.00014092 | 0.00014786 | 0 | 0.0001586 | 0.00011416 | 0.085354 | 0.1209 | 0.1828 | 0.0001 | 0.016667 | 0.089897 | 0.085354
7161 | 1 | 0.00014927 | 0.00013303 | 0 | 0.00014685 | 0.00011416 | 0.32801 | 0.1193 | 0.1798 | 0.0001 | 0.016667 | 0.12346 | 0.32801
7162 | 1 | 0.00016116 | 0.0001015 | 0 | 0.00016448 | 0.00011416 | 0.54821 | 0.097678 | 0.1862 | 0.0001 | 0.016667 | 0.077184 | 0.54821
7163 | 1 | 0.00016482 | 6.3365e-05 | 0 | 0.00018797 | 0.00011416 | 0.67359 | 0.058447 | 0.1994 | 0.0001 | 0.016667 | 0.025199 | 0.67359
7164 | 1 | 0.00017115 | 3.2913e-05 | 0 | 0.00020677 | 0.00011416 | 0.70227 | 0.048839 | 0.2076 | 0.0001 | 0.025 | 0.0013373 | 0.70227
7165 | 1 | 0.00016159 | 1.4607e-05 | 0 | 0.00018797 | 0.00011416 | 0.74162 | 0.052042 | 0.209 | 0.0001 | 0.033333 | 0.054964 | 0.74162
7166 | 1 | 0.00015965 | 6.1079e-06 | 0 | 0.00019032 | 0.00011416 | 0.62653 | 0.044836 | 0.2043 | 0.0001 | 0.041667 | 0.23429 | 0.62653
7167 | 1 | 0.00015454 | 7.7309e-06 | 0 | 0.00021382 | 0.00011416 | 0.39516 | 0.05044 | 0.1913 | 0.0001 | 0.016667 | 0.29961 | 0.39516
7168 | 1 | 0.00014991 | 2.9301e-05 | 0 | 0.00022322 | 0.00011416 | 0.2153 | 0.055244 | 0.1927 | 0.0001 | 0.0083333 | 0.18653 | 0.2153
7169 | 1 | 0.00014233 | 8.5337e-05 | 0 | 0.00022322 | 0.00011416 | 0 | 0.073659 | 0.2319 | 0.0001 | 0.0083333 | 0.054511 | 0
7170 | 1 | 0.00016552 | 0.00010781 | 0 | 0.00016448 | 0.00011416 | 0 | 0.11769 | 0.2718 | 0.0001 | 0.0083333 | 0.0015261 | 0
7171 | 1 | 0.00019031 | 0.00011401 | 0 | 0.00011748 | 0.00011416 | 0 | 0.19055 | 0.2843 | 0.0001 | 0.0083333 | 0.0090503 | 0
7172 | 1 | 0.00017084 | 0.00012305 | 0 | 8.8113e-05 | 0.00011416 | 0 | 0.19536 | 0.2678 | 0.0001 | 0.0083333 | 0.097813 | 0
7173 | 1 | 0.00014611 | 0.00013235 | 0 | 5.8742e-05 | 0.00011416 | 0 | 0.19536 | 0.2365 | 0.0001 | 0.0083333 | 0.13243 | 0
7174 | 1 | 0.00012178 | 0.00013987 | 0 | 3.7595e-05 | 0.00011416 | 0 | 0.21617 | 0.2112 | 0.0001 | 0.0083333 | 0.08189 | 0
7175 | 1 | 0.0001193 | 0.00014422 | 0 | 2.3497e-05 | 0.00011416 | 0 | 0.23539 | 0.1962 | 0.0001 | 0.0083333 | 0.026235 | 0
7176 | 1 | 0.00010878 | 0.0001472 | 0 | 9.3987e-06 | 0.00011416 | 0 | 0.23058 | 0.199 | 0.0001 | 0.0083333 | 0.0013373 | 0
7177 | 1 | 7.9627e-05 | 0.00014989 | 0 | 5.8742e-06 | 0.00011416 | 0 | 0.2546 | 0.2051 | 0.0001 | 0.0083333 | 0.059277 | 0
7178 | 1 | 6.216e-05 | 0.00015231 | 0 | 2.3497e-06 | 0.00011416 | 0 | 0.27062 | 0.2053 | 0.0001 | 0 | 0.25088 | 0
7179 | 1 | 5.2472e-05 | 0.00015472 | 0 | 1.1748e-06 | 0.00011416 | 0 | 0.31946 | 0.1909 | 0.0001 | 0 | 0.32128 | 0
7180 | 1 | 4.7591e-05 | 0.00015535 | 0 | 1.4098e-05 | 0.00011416 | 0 | 0.30184 | 0.1821 | 0.0001 | 0 | 0.19955 | 0
7181 | 1 | 5.4204e-05 | 0.0001545 | 0 | 3.7595e-05 | 0.00011416 | 0 | 0.26181 | 0.1752 | 0.0001 | 0 | 0.058253 | 0
7182 | 1 | 7.1441e-05 | 0.00015279 | 0 | 9.3987e-05 | 0.00011416 | 0 | 0.22818 | 0.1661 | 0.0001 | 0 | 0.0015704 | 0
7183 | 1 | 0.00011741 | 0.00015059 | 0 | 0.0001821 | 0.00011416 | 0 | 0.21697 | 0.1601 | 0.0001 | 0 | 0.010201 | 0
7184 | 1 | 0.00014445 | 0.00013921 | 0 | 0.0001586 | 0.00011416 | 0.16071 | 0.21137 | 0.1652 | 0.0001 | 0 | 0.10618 | 0.16071
7185 | 1 | 0.00015203 | 0.00010982 | 0 | 0.00014685 | 0.00011416 | 0.35331 | 0.19215 | 0.1667 | 0.0001 | 0.0083333 | 0.14184 | 0.35331
7186 | 1 | 0.00016164 | 7.354e-05 | 0 | 0.00016448 | 0.00011416 | 0.56206 | 0.16333 | 0.1771 | 0.0001 | 0.016667 | 0.086783 | 0.56206
7187 | 1 | 0.00016797 | 3.8183e-05 | 0 | 0.00018797 | 0.00011416 | 0.73106 | 0.1201 | 0.1843 | 0.0001 | 0.025 | 0.0273 | 0.73106
7188 | 1 | 0.00017442 | 8.3242e-06 | 0 | 0.00020677 | 0.00011416 | 0.029339 | 0.097678 | 0.1888 | 0.0001 | 0.033333 | 0.0013373 | 0.029339
7189 | 1 | 0.00016655 | 0 | 0 | 0.00018797 | 0.00011416 | 0 | 0.082466 | 0.1918 | 0.0001 | 0.025 | 0.061516 | 0
7190 | 1 | 0.00016721 | 0 | 0 | 0.00019032 | 0.00011416 | 0.0046243 | 0.063251 | 0.1888 | 0.0001 | 0.025 | 0.25945 | 0.0046243
7191 | 1 | 0.00016376 | 0 | 0 | 0.00021382 | 0.00011416 | 0.0024737 | 0.061649 | 0.1871 | 0.0001 | 0.016667 | 0.33249 | 0.0024737
7192 | 1 | 0.00016053 | 1.0506e-05 | 0 | 0.00022322 | 0.00011416 | 0.0059614 | 0.082466 | 0.2027 | 0.0001 | 0.0083333 | 0.20629 | 0.0059614
7193 | 1 | 0.00016061 | 4.9579e-05 | 0 | 0.00022322 | 0.00011416 | 0 | 0.11289 | 0.2357 | 0.0001 | 0.016667 | 0.060186 | 0
7194 | 1 | 0.00018188 | 6.2755e-05 | 0 | 0.00016448 | 0.00011416 | 0 | 0.16413 | 0.2686 | 0.0001 | 0.016667 | 0.0015928 | 0
7195 | 1 | 0.00019351 | 6.888e-05 | 0 | 0.00011748 | 0.00011416 | 0 | 0.20657 | 0.2831 | 0.0001 | 0.016667 | 0.010812 | 0
7196 | 1 | 0.00017384 | 7.8478e-05 | 0 | 8.8113e-05 | 0.00011416 | 0 | 0.23379 | 0.2654 | 0.0001 | 0.025 | 0.11054 | 0
7197 | 1 | 0.00015116 | 8.9141e-05 | 0 | 5.8742e-05 | 0.00011416 | 0 | 0.249 | 0.2358 | 0.0001 | 0.025 | 0.1467 | 0
7198 | 1 | 0.00012683 | 9.9298e-05 | 0 | 3.7595e-05 | 0.00011416 | 0 | 0.249 | 0.2178 | 0.0001 | 0.0083333 | 0.089302 | 0
7199 | 1 | 0.00012374 | 0.00010823 | 0 | 2.3497e-05 | 0.00011416 | 0 | 0.24099 | 0.2148 | 0.0001 | 0.0083333 | 0.027843 | 0
7200 | 1 | 0.00011273 | 0.0001157 | 0 | 9.3987e-06 | 0.00011416 | 0 | 0.21777 | 0.2146 | 0.0001 | 0.0083333 | 0.0013373 | 0
7201 | 1 | 8.3466e-05 | 0.00012043 | 0 | 5.8742e-06 | 0.00011416 | 0 | 0.20256 | 0.2184 | 0.0001 | 0.0083333 | 0.06381 | 0
7202 | 1 | 6.0758e-05 | 0.00012305 | 0 | 2.3497e-06 | 0.00011416 | 0 | 0.18175 | 0.2345 | 0.0001 | 0.0083333 | 0.26822 | 0
7203 | 1 | 5.0464e-05 | 0.00012174 | 0 | 1.1748e-06 | 0.00011416 | 0 | 0.19376 | 0.2644 | 0.0001 | 0.0083333 | 0.34396 | 0
7204 | 1 | 4.6759e-05 | 0.00012307 | 0 | 1.4098e-05 | 0.00011416 | 0 | 0.17774 | 0.2408 | 0.0001 | 0 | 0.21317 | 0
7205 | 1 | 4.8878e-05 | 0.00012877 | 0 | 3.7595e-05 | 0.00011416 | 0 | 0.18655 | 0.2339 | 0.0001 | 0 | 0.062162 | 0
7206 | 1 | 6.8067e-05 | 0.00013301 | 0 | 9.3987e-05 | 0.00011416 | 0 | 0.23379 | 0.2783 | 0.0001 | 0 | 0.0016155 | 0
7207 | 1 | 0.00010947 | 0.00013464 | 0 | 0.0001821 | 0.00011416 | 0 | 0.33707 | 0.3484 | 0.0001 | 0.0083333 | 0.011446 | 0
7208 | 1 | 0.00014225 | 0.00012896 | 0 | 0.0001586 | 0.00011416 | 0 | 0.35228 | 0.4015 | 0.0001 | 0.0083333 | 0.11501 | 0
7209 | 1 | 0.00015315 | 0.00011478 | 0 | 0.00014685 | 0.00011416 | 0.071337 | 0.31625 | 0.4881 | 0.0001 | 0.025 | 0.15168 | 0.071337
7210 | 1 | 0.00016433 | 9.6436e-05 | 0 | 0.00016448 | 0.00011416 | 0 | 0.25701 | 0.519 | 0.0001 | 0.025 | 0.091868 | 0
7211 | 1 | 0.00017038 | 7.7518e-05 | 0 | 0.00018797 | 0.00011416 | 0.00234 | 0.19376 | 0.4874 | 0.0001 | 0.025 | 0.028393 | 0.00234
7212 | 1 | 0.00017658 | 5.8654e-05 | 0 | 0.00020677 | 0.00011416 | 0 | 0.15693 | 0.3889 | 0.0001 | 0.025 | 0.0013373 | 0
7213 | 1 | 0.0001729 | 4.1185e-05 | 0 | 0.00018797 | 0.00011416 | 0 | 0.11129 | 0.2391 | 0.0001 | 0.025 | 0.06381 | 0
7214 | 1 | 0.00017345 | 3.4833e-05 | 0 | 0.00019032 | 0.00011416 | 0 | 0.064852 | 0.1626 | 0.0001 | 0.016667 | 0.26822 | 0
7215 | 1 | 0.00016844 | 4.1255e-05 | 0 | 0.00021382 | 0.00011416 | 0 | 0.03763 | 0.1574 | 0.0001 | 0.016667 | 0.34396 | 0
7216 | 1 | 0.00016741 | 5.895e-05 | 0 | 0.00022322 | 0.00011416 | 0.021394 | 0.036029 | 0.1667 | 0.0001 | 0.016667 | 0.21317 | 0.021394
7217 | 1 | 0.00016531 | 7.7082e-05 | 0 | 0.00022322 | 0.00011416 | 0 | 0.054444 | 0.1709 | 0.0001 | 0.016667 | 0.062162 | 0
7218 | 1 | 0.00018208 | 8.7448e-05 | 0 | 0.00016448 | 0.00011416 | 0 | 0.056845 | 0.1605 | 0.0001 | 0.0083333 | 0.0016155 | 0
7219 | 1 | 0.00019303 | 9.8757e-05 | 0 | 0.00011748 | 0.00011416 | 0 | 0.070456 | 0.1512 | 0.0001 | 0.0083333 | 0.011446 | 0
7220 | 1 | 0.0001739 | 0.00010329 | 0 | 8.8113e-05 | 0.00011416 | 0 | 0.10729 | 0.1667 | 0.0001 | 0.0083333 | 0.11501 | 0
7221 | 1 | 0.0001504 | 0.00011511 | 0 | 5.8742e-05 | 0.00011416 | 0 | 0.10328 | 0.1866 | 0.0001 | 0.0083333 | 0.15168 | 0
7222 | 1 | 0.00012374 | 0.00012874 | 0 | 3.7595e-05 | 0.00011416 | 0 | 0.084868 | 0.1595 | 0.0001 | 0.0083333 | 0.091868 | 0
7223 | 1 | 0.00012017 | 0.00013811 | 0 | 2.3497e-05 | 0.00011416 | 0 | 0.073659 | 0.145 | 0.0001 | 0.0083333 | 0.028393 | 0
7224 | 1 | 0.00011292 | 0.00013999 | 0 | 9.3987e-06 | 0.00011416 | 0 | 0.080865 | 0.1408 | 0.0001 | 0.0083333 | 0.0013373 | 0
7225 | 1 | 8.2538e-05 | 0.00013842 | 0 | 5.8742e-06 | 0.00011416 | 0 | 0.072058 | 0.1415 | 0.0001 | 0.0083333 | 0.06381 | 0
7226 | 1 | 6.0339e-05 | 0.00014317 | 0 | 2.3497e-06 | 0.00011416 | 0 | 0.065653 | 0.1378 | 0.0001 | 0.0083333 | 0.26822 | 0
7227 | 1 | 4.8257e-05 | 0.00015139 | 0 | 1.1748e-06 | 0.00011416 | 0 | 0.072058 | 0.1709 | 0.0001 | 0.0083333 | 0.34396 | 0
7228 | 1 | 4.605e-05 | 0.00015743 | 0 | 1.4098e-05 | 0.00011416 | 0 | 0.078463 | 0.1828 | 0.0001 | 0.0083333 | 0.21317 | 0
7229 | 1 | 4.8948e-05 | 0.00016196 | 0 | 3.7595e-05 | 0.00011416 | 0 | 0.10328 | 0.1851 | 0.0001 | 0.0083333 | 0.062162 | 0
7230 | 1 | 6.9166e-05 | 0.00016409 | 0 | 9.3987e-05 | 0.00011416 | 0 | 0.11689 | 0.2034 | 0.0001 | 0.0083333 | 0.0016155 | 0
7231 | 1 | 0.00011389 | 0.00016533 | 0 | 0.0001821 | 0.00011416 | 0 | 0.14812 | 0.2346 | 0.0001 | 0.0083333 | 0.011446 | 0
7232 | 1 | 0.00014412 | 0.00015729 | 0 | 0.0001586 | 0.00011416 | 0.092085 | 0.17374 | 0.2686 | 0.0001 | 0.0083333 | 0.11501 | 0.092085
7233 | 1 | 0.00015001 | 0.00013624 | 0 | 0.00014685 | 0.00011416 | 0.33111 | 0.15532 | 0.2914 | 0.0001 | 0.025 | 0.15168 | 0.33111
7234 | 1 | 0.00015881 | 0.00010753 | 0 | 0.00016448 | 0.00011416 | 0.47761 | 0.1217 | 0.3018 | 0.0001 | 0.033333 | 0.091868 | 0.47761
7235 | 1 | 0.00016532 | 7.3505e-05 | 0 | 0.00018797 | 0.00011416 | 0.21706 | 0.10568 | 0.2973 | 0.0001 | 0.025 | 0.028393 | 0.21706
7236 | 1 | 0.00017266 | 4.5862e-05 | 0 | 0.00020677 | 0.00011416 | 0.29189 | 0.13371 | 0.3048 | 0.0001 | 0.025 | 0.0013373 | 0.29189
7237 | 1 | 0.00016678 | 3.0138e-05 | 0 | 0.00018797 | 0.00011416 | 0.3285 | 0.15693 | 0.2875 | 0.0001 | 0.016667 | 0.06381 | 0.3285
7238 | 1 | 0.00016693 | 2.5112e-05 | 0 | 0.00019032 | 0.00011416 | 0.42735 | 0.15933 | 0.2694 | 0.0001 | 0.016667 | 0.26822 | 0.42735
7239 | 1 | 0.00016264 | 2.8987e-05 | 0 | 0.00021382 | 0.00011416 | 0.28505 | 0.13611 | 0.2728 | 0.0001 | 0.016667 | 0.34396 | 0.28505
7240 | 1 | 0.00015591 | 5.0155e-05 | 0 | 0.00022322 | 0.00011416 | 0.17248 | 0.10889 | 0.2836 | 0.0001 | 0.016667 | 0.21317 | 0.17248
7241 | 1 | 0.00015054 | 0.0001016 | 0 | 0.00022322 | 0.00011416 | 0 | 0.11289 | 0.3361 | 0.0001 | 0.0083333 | 0.062162 | 0
7242 | 1 | 0.0001725 | 0.00011928 | 0 | 0.00016448 | 0.00011416 | 0 | 0.14652 | 0.4134 | 0.0001 | 0.0083333 | 0.0016155 | 0
7243 | 1 | 0.00018666 | 0.00012603 | 0 | 0.00011748 | 0.00011416 | 0 | 0.16974 | 0.4015 | 0.0001 | 0.0083333 | 0.011446 | 0
7244 | 1 | 0.00016779 | 0.00013593 | 0 | 8.8113e-05 | 0.00011416 | 0 | 0.18175 | 0.4106 | 0.0001 | 0.0083333 | 0.11501 | 0
7245 | 1 | 0.00014411 | 0.0001423 | 0 | 5.8742e-05 | 0.00011416 | 0 | 0.19776 | 0.4125 | 0.0001 | 0.0083333 | 0.15168 | 0
7246 | 1 | 0.00012346 | 0.00014537 | 0 | 3.7595e-05 | 0.00011416 | 0 | 0.17774 | 0.4079 | 0.0001 | 0.0083333 | 0.091868 | 0
7247 | 1 | 0.00011885 | 0.00014919 | 0 | 2.3497e-05 | 0.00011416 | 0 | 0.17774 | 0.3878 | 0.0001 | 0.0083333 | 0.028393 | 0
7248 | 1 | 0.00011051 | 0.0001509 | 0 | 9.3987e-06 | 0.00011416 | 0 | 0.23939 | 0.3828 | 0.0001 | 0.0083333 | 0.0013373 | 0
7249 | 1 | 8.3488e-05 | 0.00015233 | 0 | 5.8742e-06 | 0.00011416 | 0 | 0.26181 | 0.3522 | 0.0001 | 0.0083333 | 0.059277 | 0
7250 | 1 | 6.2085e-05 | 0.00015329 | 0 | 2.3497e-06 | 0.00011416 | 0 | 0.27702 | 0.3377 | 0.0001 | 0.0083333 | 0.25088 | 0
7251 | 1 | 5.1294e-05 | 0.00015432 | 0 | 1.1748e-06 | 0.00011416 | 0 | 0.27782 | 0.3498 | 0.0001 | 0.0083333 | 0.32128 | 0
7252 | 1 | 4.8102e-05 | 0.00015786 | 0 | 1.4098e-05 | 0.00011416 | 0 | 0.25781 | 0.4231 | 0.0001 | 0.0083333 | 0.19955 | 0
7253 | 1 | 5.3182e-05 | 0.00016116 | 0 | 3.7595e-05 | 0.00011416 | 0 | 0.22258 | 0.4117 | 0.0001 | 0.016667 | 0.058253 | 0
7254 | 1 | 6.9206e-05 | 0.00016214 | 0 | 9.3987e-05 | 0.00011416 | 0 | 0.20977 | 0.3967 | 0.0001 | 0.033333 | 0.0015704 | 0
7255 | 1 | 0.00011287 | 0.00016327 | 0 | 0.0001821 | 0.00011416 | 0 | 0.23779 | 0.4039 | 0.0001 | 0.041667 | 0.010201 | 0
7256 | 1 | 0.00014322 | 0.00015382 | 0 | 0.0001586 | 0.00011416 | 0.019277 | 0.2522 | 0.3984 | 0.0001 | 0.05 | 0.10618 | 0.019277
7257 | 1 | 0.0001507 | 0.00013102 | 0 | 0.00014685 | 0.00011416 | 0.082803 | 0.28022 | 0.3755 | 0.0001 | 0.05 | 0.14184 | 0.082803
7258 | 1 | 0.00016346 | 0.00010493 | 0 | 0.00016448 | 0.00011416 | 0.50123 | 0.21617 | 0.4209 | 0.0001 | 0.025 | 0.086783 | 0.50123
7259 | 1 | 0.00016376 | 7.7082e-05 | 0 | 0.00018797 | 0.00011416 | 0.41937 | 0.13531 | 0.4107 | 0.0001 | 0.016667 | 0.0273 | 0.41937
7260 | 1 | 0.00016979 | 5.6263e-05 | 0 | 0.00020677 | 0.00011416 | 0.42446 | 0.08807 | 0.3464 | 0.0001 | 0.016667 | 0.0013373 | 0.42446
7261 | 1 | 0.00016332 | 4.4588e-05 | 0 | 0.00018797 | 0.00011416 | 0.22031 | 0.04964 | 0.2966 | 0.0001 | 0.0083333 | 0.057093 | 0.22031
7262 | 1 | 0.00016041 | 3.9998e-05 | 0 | 0.00019032 | 0.00011416 | 0.062055 | 0.029624 | 0.2656 | 0.0001 | 0.0083333 | 0.24249 | 0.062055
7263 | 1 | 0.00015522 | 4.1639e-05 | 0 | 0.00021382 | 0.00011416 | 0.5035 | 0.025621 | 0.2502 | 0.0001 | 0.0083333 | 0.31032 | 0.5035
7264 | 1 | 0.00014565 | 5.7554e-05 | 0 | 0.00022322 | 0.00011416 | 0.24463 | 0.027222 | 0.2617 | 0.0001 | 0 | 0.19297 | 0.24463
7265 | 1 | 0.00014038 | 9.8687e-05 | 0 | 0.00022322 | 0.00011416 | 0 | 0.052842 | 0.2993 | 0.0001 | 0.0083333 | 0.056361 | 0
7266 | 1 | 0.00016164 | 0.00011527 | 0 | 0.00016448 | 0.00011416 | 0 | 0.1193 | 0.3222 | 0.0001 | 0.0083333 | 0.0015481 | 0
7267 | 1 | 0.00017241 | 0.00012431 | 0 | 0.00011748 | 0.00011416 | 0 | 0.17374 | 0.3206 | 0.0001 | 0.0083333 | 0.0096143 | 0
7268 | 1 | 0.00015271 | 0.00013439 | 0 | 8.8113e-05 | 0.00011416 | 0 | 0.20016 | 0.3037 | 0.0001 | 0.0083333 | 0.10194 | 0
7269 | 1 | 0.00012798 | 0.00014401 | 0 | 5.8742e-05 | 0.00011416 | 0 | 0.16013 | 0.2725 | 0.0001 | 0.0083333 | 0.13708 | 0
7270 | 1 | 0.0001086 | 0.00015268 | 0 | 3.7595e-05 | 0.00011416 | 0 | 0.15292 | 0.2325 | 0.0001 | 0.0083333 | 0.084313 | 0
7271 | 1 | 0.00011119 | 0.00016094 | 0 | 2.3497e-05 | 0.00011416 | 0 | 0.14652 | 0.199 | 0.0001 | 0.0083333 | 0.026764 | 0
7272 | 1 | 0.0001064 | 0.00016868 | 0 | 9.3987e-06 | 0.00011416 | 0 | 0.16093 | 0.189 | 0.0001 | 0.0083333 | 0.0013373 | 0
7273 | 1 | 8.0617e-05 | 0.0001736 | 0 | 5.8742e-06 | 0.00011416 | 0 | 0.15212 | 0.1991 | 0.0001 | 0.0083333 | 0.052888 | 0
7274 | 1 | 5.9262e-05 | 0.00017579 | 0 | 2.3497e-06 | 0.00011416 | 0 | 0.15773 | 0.2151 | 0.0001 | 0.0083333 | 0.22628 | 0
7275 | 1 | 4.4457e-05 | 0.00017566 | 0 | 1.1748e-06 | 0.00011416 | 0 | 0.15532 | 0.2202 | 0.0001 | 0.0083333 | 0.28916 | 0
7276 | 1 | 3.7656e-05 | 0.00017162 | 0 | 1.4098e-05 | 0.00011416 | 0 | 0.16573 | 0.2293 | 0.0001 | 0.0083333 | 0.18023 | 0
7277 | 1 | 3.6341e-05 | 0.00016922 | 0 | 3.7595e-05 | 0.00011416 | 0 | 0.19215 | 0.2436 | 0.0001 | 0.0083333 | 0.052702 | 0
7278 | 1 | 4.2708e-05 | 0.00016701 | 0 | 9.3987e-05 | 0.00011416 | 0 | 0.22018 | 0.2507 | 0.0001 | 0.016667 | 0.0015043 | 0
7279 | 1 | 5.4602e-05 | 0.00016565 | 0 | 0.0001821 | 0.00011416 | 0 | 0.21697 | 0.2509 | 0.0001 | 0.041667 | 0.0085089 | 0
7280 | 1 | 6.6414e-05 | 0.00015921 | 0 | 0.0001586 | 0.00011416 | 0.055603 | 0.20977 | 0.2495 | 0.0001 | 0.05 | 0.0938 | 0.055603
7281 | 1 | 8.639e-05 | 0.00013881 | 0 | 0.00014685 | 0.00011416 | 0.29517 | 0.17294 | 0.2541 | 0.0001 | 0.05 | 0.12789 | 0.29517
7282 | 1 | 0.00010532 | 0.0001015 | 0 | 0.00016448 | 0.00011416 | 0.5048 | 0.08807 | 0.2461 | 0.0001 | 0.025 | 0.079513 | 0.5048
7283 | 1 | 0.00011565 | 6.3959e-05 | 0 | 0.00018797 | 0.00011416 | 0.60407 | 0.042434 | 0.2223 | 0.0001 | 0.016667 | 0.025714 | 0.60407
7284 | 1 | 0.00012105 | 3.4379e-05 | 0 | 0.00020677 | 0.00011416 | 0.66717 | 0.031225 | 0.1962 | 0.0001 | 0.016667 | 0.0013373 | 0.66717
7285 | 1 | 0.00011889 | 1.4275e-05 | 0 | 0.00018797 | 0.00011416 | 0.65549 | 0.024019 | 0.1685 | 0.0001 | 0.016667 | 0.046976 | 0.65549
7286 | 1 | 0.00011296 | 4.4326e-06 | 0 | 0.00019032 | 0.00011416 | 0.53804 | 0.014412 | 0.1372 | 0.0001 | 0.025 | 0.20336 | 0.53804
7287 | 1 | 0.00010421 | 6.8583e-06 | 0 | 0.00021382 | 0.00011416 | 0.36154 | 0.014412 | 0.1053 | 0.0001 | 0.016667 | 0.25925 | 0.36154
7288 | 1 | 9.6381e-05 | 3.8358e-05 | 0 | 0.00022322 | 0.00011416 | 0.16528 | 0.016013 | 0.0845 | 0.0001 | 0.0083333 | 0.1622 | 0.16528
7289 | 1 | 9.2372e-05 | 9.6017e-05 | 0 | 0.00022322 | 0.00011416 | 0 | 0.023219 | 0.0836 | 0.0001 | 0.016667 | 0.047516 | 0
7290 | 1 | 0.00011622 | 0.00011631 | 0 | 0.00016448 | 0.00011416 | 0 | 0.04964 | 0.0916 | 0.0001 | 0.016667 | 0.0014402 | 0
7291 | 1 | 0.00013469 | 0.00012621 | 0 | 0.00011748 | 0.00011416 | 0 | 0.070456 | 0.096 | 0.0001 | 0.016667 | 0.0070149 | 0
7292 | 1 | 0.00011763 | 0.000139 | 0 | 8.8113e-05 | 0.00011416 | 0 | 0.079263 | 0.0924 | 0.0001 | 0.016667 | 0.082421 | 0
7293 | 1 | 9.7049e-05 | 0.00015097 | 0 | 5.8742e-05 | 0.00011416 | 0 | 0.068054 | 0.0903 | 0.0001 | 0.016667 | 0.11489 | 0
7294 | 1 | 7.9584e-05 | 0.00015593 | 0 | 3.7595e-05 | 0.00011416 | 0 | 0.073659 | 0.0934 | 0.0001 | 0.0083333 | 0.072661 | 0
7295 | 1 | 7.8083e-05 | 0.00015984 | 0 | 2.3497e-05 | 0.00011416 | 0 | 0.084067 | 0.0925 | 0.0001 | 0.0083333 | 0.02419 | 0
7296 | 1 | 7.5392e-05 | 0.00016226 | 0 | 9.3987e-06 | 0.00011416 | 0 | 0.072858 | 0.0823 | 0.0001 | 0.0083333 | 0.0013373 | 0
7297 | 1 | 5.7126e-05 | 0.00016188 | 0 | 5.8742e-06 | 0.00011416 | 0 | 0.076061 | 0.0672 | 0.0001 | 0.0083333 | 0.041522 | 0
7298 | 1 | 4.0597e-05 | 0.00016034 | 0 | 2.3497e-06 | 0.00011416 | 0 | 0.08727 | 0.0537 | 0.0001 | 0.0083333 | 0.18203 | 0
7299 | 1 | 3.0876e-05 | 0.00015888 | 0 | 1.1748e-06 | 0.00011416 | 0 | 0.066453 | 0.0411 | 0.0001 | 0.0083333 | 0.23148 | 0
7300 | 1 | 2.7114e-05 | 0.00015891 | 0 | 1.4098e-05 | 0.00011416 | 0 | 0.03763 | 0.0394 | 0.0001 | 0.0083333 | 0.14542 | 0
7301 | 1 | 2.4819e-05 | 0.00015888 | 0 | 3.7595e-05 | 0.00011416 | 0 | 0.02482 | 0.0534 | 0.0001 | 0.0083333 | 0.042682 | 0
7302 | 1 | 2.6506e-05 | 0.00015961 | 0 | 9.3987e-05 | 0.00011416 | 0 | 0.022418 | 0.0726 | 0.0001 | 0.0083333 | 0.0013779 | 0
7303 | 1 | 3.6298e-05 | 0.00016315 | 0 | 0.0001821 | 0.00011416 | 0 | 0.027222 | 0.0857 | 0.0001 | 0.033333 | 0.0057069 | 0
7304 | 1 | 4.2281e-05 | 0.00016261 | 0 | 0.0001586 | 0.00011416 | 0.14886 | 0.033627 | 0.086 | 0.0001 | 0.041667 | 0.072001 | 0.14886
7305 | 1 | 5.263e-05 | 0.00015249 | 0 | 0.00014685 | 0.00011416 | 0.43882 | 0.03763 | 0.0774 | 0.0001 | 0.041667 | 0.10281 | 0.43882
7306 | 1 | 7.0517e-05 | 0.00013263 | 0 | 0.00016448 | 0.00011416 | 0.61796 | 0.035228 | 0.0639 | 0.0001 | 0.033333 | 0.066214 | 0.61796
7307 | 1 | 8.2244e-05 | 9.4202e-05 | 0 | 0.00018797 | 0.00011416 | 0.7244 | 0.018415 | 0.0507 | 0.0001 | 0.033333 | 0.022727 | 0.7244
7308 | 1 | 9.1504e-05 | 5.1342e-05 | 0 | 0.00020677 | 0.00011416 | 0.78205 | 0.0088071 | 0.0366 | 0.0001 | 0.033333 | 0.0013373 | 0.78205
7309 | 1 | 9.7963e-05 | 2.2407e-05 | 0 | 0.00018797 | 0.00011416 | 0.78226 | 0.0048038 | 0.0167 | 0.0001 | 0.033333 | 0.036507 | 0.78226
7310 | 1 | 6.3474e-05 | 5.7066e-06 | 0 | 0.00019032 | 0.00011416 | 0.67077 | 0.0024019 | 0.0059 | 0.0001 | 0.033333 | 0.16225 | 0.67077
7311 | 1 | 5.2342e-05 | 3.403e-06 | 0 | 0.00021382 | 0.00011416 | 0.53437 | 0.0016013 | 0.0034 | 0.0001 | 0.033333 | 0.20577 | 0.53437
7312 | 1 | 5.7344e-05 | 2.4571e-05 | 0 | 0.00022322 | 0.00011416 | 0.26153 | 0.0016013 | 0.007 | 0.0001 | 0.033333 | 0.12983 | 0.26153
7313 | 1 | 6.5636e-05 | 6.1742e-05 | 0 | 0.00022322 | 0.00011416 | 0 | 0.0024019 | 0.0202 | 0.0001 | 0.025 | 0.038187 | 0
7314 | 1 | 9.2119e-05 | 8.8303e-05 | 0 | 0.00016448 | 0.00011416 | 0 | 0.01281 | 0.0386 | 0.0001 | 0.025 | 0.0013174 | 0
7315 | 1 | 0.00011304 | 0.00010523 | 0 | 0.00011748 | 0.00011416 | 0 | 0.034428 | 0.0536 | 0.0001 | 0.025 | 0.0045725 | 0
7316 | 1 | 0.00010654 | 0.00011914 | 0 | 8.8113e-05 | 0.00011416 | 0 | 0.059247 | 0.0633 | 0.0001 | 0.025 | 0.062499 | 0
7317 | 1 | 9.333e-05 | 0.00013038 | 0 | 5.8742e-05 | 0.00011416 | 0 | 0.10168 | 0.0654 | 0.0001 | 0.025 | 0.091599 | 0
7318 | 1 | 7.9757e-05 | 0.00013954 | 0 | 3.7595e-05 | 0.00011416 | 0 | 0.11609 | 0.0579 | 0.0001 | 0.025 | 0.060161 | 0
7319 | 1 | 7.7616e-05 | 0.00014645 | 0 | 2.3497e-05 | 0.00011416 | 0 | 0.11849 | 0.0434 | 0.0001 | 0.025 | 0.021325 | 0
7320 | 1 | 7.1954e-05 | 0.00015198 | 0 | 9.3987e-06 | 0.00011416 | 0 | 0.10008 | 0.0298 | 0.0001 | 0.0083333 | 0.0013373 | 0
7321 | 1 | 4.8457e-05 | 0.00015731 | 0 | 5.8742e-06 | 0.00011416 | 0 | 0.092874 | 0.0198 | 0.0001 | 0.0083333 | 0.030472 | 0
7322 | 1 | 3.8108e-05 | 0.00016212 | 0 | 2.3497e-06 | 0.00011416 | 0 | 0.068054 | 0.014 | 0.0001 | 0.0083333 | 0.13818 | 0
7323 | 1 | 2.7186e-05 | 0.00016648 | 0 | 1.1748e-06 | 0.00011416 | 0 | 0.061649 | 0.0127 | 0.0001 | 0.0083333 | 0.17455 | 0
7324 | 1 | 2.3467e-05 | 0.00016881 | 0 | 1.4098e-05 | 0.00011416 | 0 | 0.036029 | 0.0159 | 0.0001 | 0.0083333 | 0.11084 | 0
7325 | 1 | 2.7611e-05 | 0.00017378 | 0 | 3.7595e-05 | 0.00011416 | 0 | 0.028823 | 0.0261 | 0.0001 | 0.0083333 | 0.032701 | 0
7326 | 1 | 4.6556e-05 | 0.00017877 | 0 | 9.3987e-05 | 0.00011416 | 0 | 0.027222 | 0.0357 | 0.0001 | 0.0083333 | 0.0012395 | 0
7327 | 1 | 7.7128e-05 | 0.00018388 | 0 | 0.0001821 | 0.00011416 | 0 | 0.040833 | 0.041 | 0.0001 | 0.0083333 | 0.0033087 | 0
7328 | 1 | 9.9546e-05 | 0.00017989 | 0 | 0.0001586 | 0.00011416 | 0.12334 | 0.046437 | 0.0403 | 0.0001 | 0.0083333 | 0.051184 | 0.12334
7329 | 1 | 0.00012171 | 0.00016343 | 0 | 0.00014685 | 0.00011416 | 0.43471 | 0.064051 | 0.0358 | 0.0001 | 0.025 | 0.077965 | 0.43471
7330 | 1 | 0.00013738 | 0.00013848 | 0 | 0.00016448 | 0.00011416 | 0.58344 | 0.072858 | 0.0248 | 0.0001 | 0.041667 | 0.052679 | 0.58344
7331 | 1 | 0.00014302 | 0.00010471 | 0 | 0.00018797 | 0.00011416 | 0.69488 | 0.055244 | 0.0234 | 0.0001 | 0.041667 | 0.019547 | 0.69488
7332 | 1 | 0.00015107 | 7.5459e-05 | 0 | 0.00020677 | 0.00011416 | 0.74879 | 0.024019 | 0.0232 | 0.0001 | 0.033333 | 0.0013373 | 0.74879
7333 | 1 | 0.00015102 | 5.5006e-05 | 0 | 0.00018797 | 0.00011416 | 0.73724 | 0.023219 | 0.0245 | 0.0001 | 0.016667 | 0.025142 | 0.73724
7334 | 1 | 0.00014596 | 4.4448e-05 | 0 | 0.00019032 | 0.00011416 | 0.61896 | 0.011209 | 0.0283 | 0.0001 | 0.0083333 | 0.11662 | 0.61896
7335 | 1 | 0.00013944 | 4.6036e-05 | 0 | 0.00021382 | 0.00011416 | 0.48295 | 0.0096077 | 0.0351 | 0.0001 | 0.025 | 0.14666 | 0.48295
7336 | 1 | 0.00013448 | 7.8845e-05 | 0 | 0.00022322 | 0.00011416 | 0.2584 | 0.017614 | 0.0496 | 0.0001 | 0.033333 | 0.0938 | 0.2584
7337 | 1 | 0.00012719 | 0.00013813 | 0 | 0.00022322 | 0.00011416 | 0 | 0.020016 | 0.0831 | 0.0001 | 0.025 | 0.027767 | 0
7338 | 1 | 0.00015356 | 0.00015874 | 0 | 0.00016448 | 0.00011416 | 0 | 0.034428 | 0.1394 | 0.0001 | 0.033333 | 0.0011648 | 0
7339 | 1 | 0.00016898 | 0.00016561 | 0 | 0.00011748 | 0.00011416 | 0 | 0.045637 | 0.2042 | 0.0001 | 0.025 | 0.0023023 | 0
7340 | 1 | 0.00015195 | 0.00016722 | 0 | 8.8113e-05 | 0.00011416 | 0 | 0.057646 | 0.2354 | 0.0001 | 0.0083333 | 0.041324 | 0
7341 | 1 | 0.0001297 | 0.00016469 | 0 | 5.8742e-05 | 0.00011416 | 0 | 0.067254 | 0.2253 | 0.0001 | 0.0083333 | 0.065756 | 0
7342 | 1 | 0.00011142 | 0.00016303 | 0 | 3.7595e-05 | 0.00011416 | 0 | 0.077662 | 0.1732 | 0.0001 | 0.0083333 | 0.045845 | 0
7343 | 1 | 0.00011667 | 0.00016347 | 0 | 2.3497e-05 | 0.00011416 | 0 | 0.11689 | 0.1308 | 0.0001 | 0.0083333 | 0.017871 | 0
7344 | 1 | 0.00010834 | 0.00016554 | 0 | 9.3987e-06 | 0.00011416 | 0 | 0.14732 | 0.1359 | 0.0001 | 0.0083333 | 0.0013373 | 0
7345 | 1 | 8.2579e-05 | 0.00016682 | 0 | 5.8742e-06 | 0.00011416 | 0 | 0.15132 | 0.1599 | 0.0001 | 0.0083333 | 0.020473 | 0
7346 | 1 | 6.318e-05 | 0.00016741 | 0 | 2.3497e-06 | 0.00011416 | 0 | 0.16974 | 0.1464 | 0.0001 | 0.0083333 | 0.097428 | 0
7347 | 1 | 5.2813e-05 | 0.00017003 | 0 | 1.1748e-06 | 0.00011416 | 0 | 0.18495 | 0.1484 | 0.0001 | 0.0083333 | 0.12191 | 0
7348 | 1 | 4.741e-05 | 0.00017125 | 0 | 1.4098e-05 | 0.00011416 | 0 | 0.20496 | 0.1726 | 0.0001 | 0.0083333 | 0.0786 | 0
7349 | 1 | 4.7967e-05 | 0.00017486 | 0 | 3.7595e-05 | 0.00011416 | 0 | 0.21697 | 0.1862 | 0.0001 | 0.0083333 | 0.023356 | 0
7350 | 1 | 6.817e-05 | 0.00017627 | 0 | 9.3987e-05 | 0.00011416 | 0 | 0.2498 | 0.192 | 0.0001 | 0.0083333 | 0.0010931 | 0
7351 | 1 | 0.00010537 | 0.00017683 | 0 | 0.0001821 | 0.00011416 | 0 | 0.27782 | 0.2211 | 0.0001 | 0.0083333 | 0.0015239 | 0
7352 | 1 | 0.00012854 | 0.00016703 | 0 | 0.0001586 | 0.00011416 | 0.011867 | 0.27142 | 0.2509 | 0.0001 | 0.0083333 | 0.032819 | 0.011867
7353 | 1 | 0.00014805 | 0.00013595 | 0 | 0.00014685 | 0.00011416 | 0.32202 | 0.23219 | 0.2354 | 0.0001 | 0.0083333 | 0.054893 | 0.32202
7354 | 1 | 0.00016054 | 9.675e-05 | 0 | 0.00016448 | 0.00011416 | 0.29406 | 0.17934 | 0.2079 | 0.0001 | 0.025 | 0.039629 | 0.29406
7355 | 1 | 0.00016838 | 5.6333e-05 | 0 | 0.00018797 | 0.00011416 | 0.47126 | 0.13291 | 0.2283 | 0.0001 | 0.041667 | 0.016293 | 0.47126
7356 | 1 | 0.00017821 | 2.3524e-05 | 0 | 0.00020677 | 0.00011416 | 0.2768 | 0.10008 | 0.1812 | 0.0001 | 0.033333 | 0.0013373 | 0.2768
7357 | 1 | 0.00017296 | 2.3385e-06 | 0 | 0.00018797 | 0.00011416 | 0.093945 | 0.072858 | 0.1385 | 0.0001 | 0.016667 | 0.016421 | 0.093945
7358 | 1 | 0.00017148 | 0 | 0 | 0.00019032 | 0.00011416 | 0 | 0.085669 | 0.1166 | 0.0001 | 0.025 | 0.080465 | 0
7359 | 1 | 0.00016712 | 1.082e-06 | 0 | 0.00021382 | 0.00011416 | 0.11776 | 0.1233 | 0.1329 | 0.0001 | 0.025 | 0.10011 | 0.11776
7360 | 1 | 0.00016018 | 3.5321e-05 | 0 | 0.00022322 | 0.00011416 | 0.2227 | 0.1217 | 0.194 | 0.0001 | 0.033333 | 0.065138 | 0.2227
7361 | 1 | 0.00015436 | 7.8723e-05 | 0 | 0.00022322 | 0.00011416 | 0 | 0.098479 | 0.2685 | 0.0001 | 0.041667 | 0.019439 | 0
7362 | 1 | 0.00017771 | 9.6174e-05 | 0 | 0.00016448 | 0.00011416 | 0 | 0.099279 | 0.3123 | 0.0001 | 0.041667 | 0.0010245 | 0
7363 | 1 | 0.00019007 | 0.00010535 | 0 | 0.00011748 | 0.00011416 | 0 | 0.1265 | 0.3147 | 0.0001 | 0.016667 | 0.00094438 | 0
7364 | 1 | 0.00017243 | 0.00010876 | 0 | 8.8113e-05 | 0.00011416 | 0 | 0.18415 | 0.3121 | 0.0001 | 0.016667 | 0.02557 | 0
7365 | 1 | 0.00014734 | 0.00011314 | 0 | 5.8742e-05 | 0.00011416 | 0 | 0.17934 | 0.3163 | 0.0001 | 0.016667 | 0.045297 | 0
7366 | 1 | 0.0001261 | 0.00011504 | 0 | 3.7595e-05 | 0.00011416 | 0 | 0.22578 | 0.2707 | 0.0001 | 0.016667 | 0.034002 | 0
7367 | 1 | 0.0001281 | 0.00011968 | 0 | 2.3497e-05 | 0.00011416 | 0 | 0.29223 | 0.2214 | 0.0001 | 0.016667 | 0.014811 | 0
7368 | 1 | 0.00011616 | 0.0001228 | 0 | 9.3987e-06 | 0.00011416 | 0 | 0.34748 | 0.2109 | 0.0001 | 0.0083333 | 0.0013373 | 0
7369 | 1 | 8.6172e-05 | 0.00012595 | 0 | 5.8742e-06 | 0.00011416 | 0 | 0.32186 | 0.201 | 0.0001 | 0.0083333 | 0.012942 | 0
7370 | 1 | 6.8999e-05 | 0.00012813 | 0 | 2.3497e-06 | 0.00011416 | 0 | 0.34107 | 0.179 | 0.0001 | 0.0083333 | 0.065594 | 0
7371 | 1 | 5.8025e-05 | 0.0001302 | 0 | 1.1748e-06 | 0.00011416 | 0 | 0.35709 | 0.1517 | 0.0001 | 0.0083333 | 0.081082 | 0
7372 | 1 | 5.2886e-05 | 0.00013059 | 0 | 1.4098e-05 | 0.00011416 | 0 | 0.35308 | 0.1468 | 0.0001 | 0.0083333 | 0.053309 | 0
7373 | 1 | 5.4359e-05 | 0.00013088 | 0 | 3.7595e-05 | 0.00011416 | 0 | 0.34748 | 0.1498 | 0.0001 | 0.0083333 | 0.015987 | 0
7374 | 1 | 7.2396e-05 | 0.00012715 | 0 | 9.3987e-05 | 0.00011416 | 0 | 0.35548 | 0.1922 | 0.0001 | 0.0083333 | 0.00095877 | 0
7375 | 1 | 0.00010986 | 0.00012179 | 0 | 0.0001821 | 0.00011416 | 0 | 0.3739 | 0.2505 | 0.0001 | 0.025 | 0.00053427 | 0
7376 | 1 | 0.00013669 | 0.00011303 | 0 | 0.0001586 | 0.00011416 | 0 | 0.44916 | 0.3177 | 0.0001 | 0.033333 | 0.019475 | 0
7377 | 1 | 0.00015482 | 8.8984e-05 | 0 | 0.00014685 | 0.00011416 | 0.00975 | 0.48999 | 0.3306 | 0.0001 | 0.05 | 0.03689 | 0.00975
7378 | 1 | 0.00016661 | 6.1149e-05 | 0 | 0.00016448 | 0.00011416 | 0.021662 | 0.43074 | 0.3128 | 0.0001 | 0.058333 | 0.028935 | 0.021662
7379 | 1 | 0.00017244 | 3.8305e-05 | 0 | 0.00018797 | 0.00011416 | 0.1804 | 0.34588 | 0.2797 | 0.0001 | 0.041667 | 0.013421 | 0.1804
7380 | 1 | 0.00017835 | 2.246e-05 | 0 | 0.00020677 | 0.00011416 | 0 | 0.31225 | 0.2584 | 0.0001 | 0.016667 | 0.0013373 | 0
7381 | 1 | 0.00017632 | 9.668e-06 | 0 | 0.00018797 | 0.00011416 | 0 | 0.31385 | 0.2577 | 0.0001 | 0.016667 | 0.010683 | 0
7382 | 1 | 0.0001742 | 4.7118e-06 | 0 | 0.00019032 | 0.00011416 | 0 | 0.26581 | 0.2781 | 0.0001 | 0.0083333 | 0.055732 | 0
7383 | 1 | 0.00017195 | 1.1937e-05 | 0 | 0.00021382 | 0.00011416 | 0.019455 | 0.2562 | 0.2954 | 0.0001 | 0.016667 | 0.068513 | 0.019455
7384 | 1 | 0.00017247 | 3.204e-05 | 0 | 0.00022322 | 0.00011416 | 0.081332 | 0.2474 | 0.3288 | 0.0001 | 0.016667 | 0.045444 | 0.081332
7385 | 1 | 0.00016528 | 5.6263e-05 | 0 | 0.00022322 | 0.00011416 | 0 | 0.23379 | 0.3397 | 0.0001 | 0.016667 | 0.013684 | 0
7386 | 1 | 0.00018685 | 6.5948e-05 | 0 | 0.00016448 | 0.00011416 | 0 | 0.21457 | 0.3199 | 0.0001 | 0.0083333 | 0.00091137 | 0
7387 | 1 | 0.00019425 | 7.5093e-05 | 0 | 0.00011748 | 0.00011416 | 0 | 0.19696 | 0.2985 | 0.0001 | 0.0083333 | 0.00032027 | 0
7388 | 1 | 0.00017555 | 8.5389e-05 | 0 | 8.8113e-05 | 0.00011416 | 0 | 0.17214 | 0.2874 | 0.0001 | 0.0083333 | 0.015602 | 0
7389 | 1 | 0.00015281 | 9.5266e-05 | 0 | 5.8742e-05 | 0.00011416 | 0 | 0.18735 | 0.2859 | 0.0001 | 0.016667 | 0.031318 | 0
7390 | 1 | 0.00013104 | 0.00010418 | 0 | 3.7595e-05 | 0.00011416 | 0 | 0.14892 | 0.2898 | 0.0001 | 0.016667 | 0.025484 | 0
7391 | 1 | 0.00013131 | 0.00011015 | 0 | 2.3497e-05 | 0.00011416 | 0 | 0.11209 | 0.2915 | 0.0001 | 0.0083333 | 0.012438 | 0
7392 | 1 | 0.0001233 | 0.00011464 | 0 | 9.3987e-06 | 0.00011416 | 0 | 0.11529 | 0.3001 | 0.0001 | 0.0083333 | 0.0013373 | 0
7393 | 1 | 9.4557e-05 | 0.00011802 | 0 | 5.8742e-06 | 0.00011416 | 0 | 0.1233 | 0.2771 | 0.0001 | 0.0083333 | 0.0099928 | 0
7394 | 1 | 7.3221e-05 | 0.00012047 | 0 | 2.3497e-06 | 0.00011416 | 0 | 0.13611 | 0.2661 | 0.0001 | 0.0083333 | 0.052679 | 0
7395 | 1 | 6.1292e-05 | 0.00012223 | 0 | 1.1748e-06 | 0.00011416 | 0 | 0.14972 | 0.2623 | 0.0001 | 0.016667 | 0.064631 | 0
7396 | 1 | 5.3797e-05 | 0.00012249 | 0 | 1.4098e-05 | 0.00011416 | 0 | 0.15292 | 0.2623 | 0.0001 | 0.016667 | 0.043006 | 0
7397 | 1 | 5.884e-05 | 0.00012228 | 0 | 3.7595e-05 | 0.00011416 | 0 | 0.14572 | 0.2505 | 0.0001 | 0.016667 | 0.012969 | 0
7398 | 1 | 7.6959e-05 | 0.00012006 | 0 | 9.3987e-05 | 0.00011416 | 0 | 0.14652 | 0.2445 | 0.0001 | 0.025 | 0.00089592 | 0
7399 | 1 | 0.00010765 | 0.00011698 | 0 | 0.0001821 | 0.00011416 | 0 | 0.15853 | 0.2485 | 0.0001 | 0.033333 | 0.00026432 | 0
7400 | 1 | 0.00013349 | 0.0001089 | 0 | 0.0001586 | 0.00011416 | 0.013427 | 0.17694 | 0.27 | 0.0001 | 0.025 | 0.014435 | 0.013427
7401 | 1 | 0.00015399 | 9.0938e-05 | 0 | 0.00014685 | 0.00011416 | 0 | 0.17294 | 0.304 | 0.0001 | 0.025 | 0.029594 | 0
7402 | 1 | 0.00016764 | 6.3784e-05 | 0 | 0.00016448 | 0.00011416 | 0 | 0.16093 | 0.3504 | 0.0001 | 0.025 | 0.024398 | 0
7403 | 1 | 0.00017375 | 3.3506e-05 | 0 | 0.00018797 | 0.00011416 | 0 | 0.14091 | 0.4112 | 0.0001 | 0.033333 | 0.012122 | 0
7404 | 1 | 0.0001805 | 7.504e-06 | 0 | 0.00020677 | 0.00011416 | 0.053954 | 0.13691 | 0.3901 | 0.0001 | 0.016667 | 0.0013373 | 0.053954
7405 | 1 | 0.00017362 | 0 | 0 | 0.00018797 | 0.00011416 | 0.62363 | 0.14812 | 0.3865 | 0.0001 | 0.016667 | 0.0099928 | 0.62363
7406 | 1 | 0.00017114 | 0 | 0 | 0.00019032 | 0.00011416 | 0.69325 | 0.19696 | 0.3983 | 0.0001 | 0.0083333 | 0.052679 | 0.69325
7407 | 1 | 0.00016772 | 0 | 0 | 0.00021382 | 0.00011416 | 0.014107 | 0.21938 | 0.4132 | 0.0001 | 0.016667 | 0.064631 | 0.014107
7408 | 1 | 0.00016725 | 1.1727e-05 | 0 | 0.00022322 | 0.00011416 | 0.026643 | 0.23619 | 0.4564 | 0.0001 | 0.016667 | 0.043006 | 0.026643
7409 | 1 | 0.00016628 | 2.6805e-05 | 0 | 0.00022322 | 0.00011416 | 0 | 0.27942 | 0.4946 | 0.0001 | 0.0083333 | 0.012969 | 0
7410 | 1 | 0.00019025 | 2.7922e-05 | 0 | 0.00016448 | 0.00011416 | 0 | 0.34267 | 0.4783 | 0.0001 | 0.0083333 | 0.00089592 | 0
7411 | 1 | 0.00019446 | 3.3157e-05 | 0 | 0.00011748 | 0.00011416 | 0 | 0.35709 | 0.4152 | 0.0001 | 0.0083333 | 0.00026432 | 0
7412 | 1 | 0.00017672 | 3.9405e-05 | 0 | 8.8113e-05 | 0.00011416 | 0 | 0.35388 | 0.4016 | 0.0001 | 0.0083333 | 0.014435 | 0
7413 | 1 | 0.00015433 | 4.3174e-05 | 0 | 5.8742e-05 | 0.00011416 | 0 | 0.35228 | 0.4939 | 0.0001 | 0.0083333 | 0.029594 | 0
7414 | 1 | 0.00013421 | 4.4832e-05 | 0 | 3.7595e-05 | 0.00011416 | 0 | 0.35148 | 0.5473 | 0.0001 | 0.0083333 | 0.024398 | 0
7415 | 1 | 0.00013465 | 4.656e-05 | 0 | 2.3497e-05 | 0.00011416 | 0 | 0.40032 | 0.6337 | 0.0001 | 0.0083333 | 0.012122 | 0
7416 | 1 | 0.00012268 | 4.8183e-05 | 0 | 9.3987e-06 | 0.00011416 | 0 | 0.3747 | 0.738 | 0.0001 | 0.0083333 | 0.0013373 | 0
7417 | 1 | 9.2016e-05 | 4.8619e-05 | 0 | 5.8742e-06 | 0.00011416 | 0 | 0.3707 | 0.6929 | 0.0001 | 0.025 | 0.010683 | 0
7418 | 1 | 7.3678e-05 | 4.8235e-05 | 0 | 2.3497e-06 | 0.00011416 | 0 | 0.39952 | 0.6173 | 0.0001 | 0.025 | 0.055732 | 0
7419 | 1 | 6.5444e-05 | 5.0818e-05 | 0 | 1.1748e-06 | 0.00011416 | 0 | 0.40352 | 0.5091 | 0.0001 | 0.025 | 0.068513 | 0
7420 | 1 | 5.9289e-05 | 5.5966e-05 | 0 | 1.4098e-05 | 0.00011416 | 0 | 0.33627 | 0.5048 | 0.0001 | 0.025 | 0.045444 | 0
7421 | 1 | 6.0527e-05 | 6.087e-05 | 0 | 3.7595e-05 | 0.00011416 | 0 | 0.27782 | 0.5313 | 0.0001 | 0.025 | 0.013684 | 0
7422 | 1 | 7.7892e-05 | 6.3557e-05 | 0 | 9.3987e-05 | 0.00011416 | 0 | 0.25701 | 0.5067 | 0.0001 | 0.025 | 0.00091137 | 0
7423 | 1 | 0.0001087 | 6.6629e-05 | 0 | 0.0001821 | 0.00011416 | 0 | 0.23939 | 0.4864 | 0.0001 | 0.016667 | 0.00032027 | 0
7424 | 1 | 0.00013895 | 6.5041e-05 | 0 | 0.0001586 | 0.00011416 | 0 | 0.22018 | 0.5105 | 0.0001 | 0.0083333 | 0.015602 | 0
7425 | 1 | 0.00015538 | 5.2214e-05 | 0 | 0.00014685 | 0.00011416 | 0.0033874 | 0.20897 | 0.4721 | 0.0001 | 0.0083333 | 0.031318 | 0.0033874
7426 | 1 | 0.00016785 | 3.8183e-05 | 0 | 0.00016448 | 0.00011416 | 0.37769 | 0.21857 | 0.4637 | 0.0001 | 0.016667 | 0.025484 | 0.37769
7427 | 1 | 0.0001755 | 2.4536e-05 | 0 | 0.00018797 | 0.00011416 | 0.1739 | 0.20737 | 0.4791 | 0.0001 | 0.025 | 0.012438 | 0.1739
7428 | 1 | 0.00018181 | 8.6384e-06 | 0 | 0.00020677 | 0.00011416 | 0.094057 | 0.25701 | 0.4923 | 0.0001 | 0.025 | 0.0013373 | 0.094057
7429 | 1 | 0.00017362 | 0 | 0 | 0.00018797 | 0.00011416 | 0.15369 | 0.36509 | 0.4785 | 0.0001 | 0.016667 | 0.01376 | 0.15369
7430 | 1 | 0.00016929 | 0 | 0 | 0.00019032 | 0.00011416 | 0.11339 | 0.39472 | 0.5315 | 0.0001 | 0.0083333 | 0.069123 | 0.11339
7431 | 1 | 0.00016368 | 0 | 0 | 0.00021382 | 0.00011416 | 0.031512 | 0.3811 | 0.6288 | 0.0001 | 0.016667 | 0.08559 | 0.031512
7432 | 1 | 0.00016037 | 0 | 0 | 0.00022322 | 0.00011416 | 0 | 0.3795 | 0.7237 | 0.0001 | 0.025 | 0.056119 | 0
7433 | 1 | 0.0001673 | 6.3348e-06 | 0 | 0.00022322 | 0.00011416 | 0 | 0.40753 | 0.7131 | 0.0001 | 0.025 | 0.016808 | 0
7434 | 1 | 0.00018676 | 8.2021e-06 | 0 | 0.00016448 | 0.00011416 | 0 | 0.42594 | 0.7665 | 0.0001 | 0.0083333 | 0.00097493 | 0
7435 | 1 | 0.00018507 | 7.1899e-06 | 0 | 0.00011748 | 0.00011416 | 0 | 0.43395 | 0.842 | 0.0001 | 0.0083333 | 0.00062252 | 0
7436 | 1 | 0.00016768 | 6.7711e-06 | 0 | 8.8113e-05 | 0.00011416 | 0 | 0.44756 | 0.8564 | 0.0001 | 0.0083333 | 0.020896 | 0
7437 | 1 | 0.00014522 | 7.504e-06 | 0 | 5.8742e-05 | 0.00011416 | 0 | 0.43795 | 0.7595 | 0.0001 | 0.0083333 | 0.038885 | 0
7438 | 1 | 0.00012557 | 9.0397e-06 | 0 | 3.7595e-05 | 0.00011416 | 0 | 0.40112 | 0.6917 | 0.0001 | 0.0083333 | 0.030151 | 0
7439 | 1 | 0.00012669 | 1.2059e-05 | 0 | 2.3497e-05 | 0.00011416 | 0 | 0.34187 | 0.5956 | 0.0001 | 0.0083333 | 0.01376 | 0
7440 | 1 | 0.00012029 | 1.5619e-05 | 0 | 9.3987e-06 | 0.00011416 | 0 | 0.33627 | 0.5409 | 0.0001 | 0.0083333 | 0.0013373 | 0
7441 | 1 | 8.7497e-05 | 1.869e-05 | 0 | 5.8742e-06 | 0.00011416 | 0 | 0.30584 | 0.5116 | 0.0001 | 0.0083333 | 0.018372 | 0
7442 | 1 | 6.8689e-05 | 2.1744e-05 | 0 | 2.3497e-06 | 0.00011416 | 0 | 0.27062 | 0.4354 | 0.0001 | 0.0083333 | 0.088676 | 0
7443 | 1 | 5.6967e-05 | 2.4205e-05 | 0 | 1.1748e-06 | 0.00011416 | 0 | 0.22018 | 0.4042 | 0.0001 | 0.0083333 | 0.11065 | 0
7444 | 1 | 4.6435e-05 | 2.869e-05 | 0 | 1.4098e-05 | 0.00011416 | 0 | 0.19295 | 0.3728 | 0.0001 | 0 | 0.071659 | 0
7445 | 1 | 4.5378e-05 | 3.2808e-05 | 0 | 3.7595e-05 | 0.00011416 | 0 | 0.18575 | 0.3447 | 0.0001 | 0 | 0.021338 | 0
7446 | 1 | 4.9325e-05 | 3.5286e-05 | 0 | 9.3987e-05 | 0.00011416 | 0 | 0.15853 | 0.3896 | 0.0001 | 0.016667 | 0.0010584 | 0
7447 | 1 | 6.0835e-05 | 3.7398e-05 | 0 | 0.0001821 | 0.00011416 | 0 | 0.16013 | 0.4832 | 0.0001 | 0.016667 | 0.0012111 | 0
7448 | 1 | 7.3529e-05 | 3.7258e-05 | 0 | 0.0001586 | 0.00011416 | 0 | 0.17614 | 0.5399 | 0.0001 | 0.016667 | 0.029044 | 0
7449 | 1 | 8.8102e-05 | 3.0749e-05 | 0 | 0.00014685 | 0.00011416 | 0.020737 | 0.21377 | 0.5386 | 0.0001 | 0.0083333 | 0.049941 | 0.020737
7450 | 1 | 0.00010974 | 2.0435e-05 | 0 | 0.00016448 | 0.00011416 | 0 | 0.26261 | 0.5483 | 0.0001 | 0.0083333 | 0.036744 | 0
7451 | 1 | 0.00012049 | 2.9842e-06 | 0 | 0.00018797 | 0.00011416 | 0.25577 | 0.28903 | 0.5525 | 0.0001 | 0.0083333 | 0.01554 | 0.25577
7452 | 1 | 0.00012853 | 0 | 0 | 0.00020677 | 0.00011416 | 0.26984 | 0.27622 | 0.586 | 0.0001 | 0.0083333 | 0.0013373 | 0.26984
7453 | 1 | 0.00012882 | 0 | 0 | 0.00018797 | 0.00011416 | 0.39292 | 0.30584 | 0.6432 | 0.0001 | 0.0083333 | 0.025142 | 0.39292
7454 | 1 | 0.00012055 | 0 | 0 | 0.00019032 | 0.00011416 | 0 | 0.35228 | 0.7325 | 0.0001 | 0.0083333 | 0.11662 | 0
7455 | 1 | 0.00011423 | 0 | 0 | 0.00021382 | 0.00011416 | 0 | 0.35148 | 0.8792 | 0.0001 | 0.0083333 | 0.14666 | 0
7456 | 1 | 0.00011529 | 0 | 0 | 0.00022322 | 0.00011416 | 0 | 0.3803 | 0.9038 | 0.0001 | 0.0083333 | 0.0938 | 0
7457 | 1 | 0.00011559 | 0 | 0 | 0.00022322 | 0.00011416 | 0 | 0.43795 | 0.9102 | 0.0001 | 0.025 | 0.027767 | 0
7458 | 1 | 0.00014031 | 0 | 0 | 0.00016448 | 0.00011416 | 0 | 0.47958 | 0.8877 | 0.0001 | 0.033333 | 0.0011648 | 0
7459 | 1 | 0.00014562 | 0 | 0 | 0.00011748 | 0.00011416 | 0 | 0.5028 | 0.8263 | 0.0001 | 0.016667 | 0.0023023 | 0
7460 | 1 | 0.00012988 | 2.6351e-06 | 0 | 8.8113e-05 | 0.00011416 | 0 | 0.52602 | 0.7338 | 0.0001 | 0.0083333 | 0.041324 | 0
7461 | 1 | 0.00010954 | 1.5985e-05 | 0 | 5.8742e-05 | 0.00011416 | 0 | 0.52442 | 0.6277 | 0.0001 | 0.0083333 | 0.065756 | 0
7462 | 1 | 9.4995e-05 | 3.2442e-05 | 0 | 3.7595e-05 | 0.00011416 | 0 | 0.47718 | 0.5543 | 0.0001 | 0.0083333 | 0.045845 | 0
7463 | 1 | 9.3093e-05 | 4.7799e-05 | 0 | 2.3497e-05 | 0.00011416 | 0 | 0.34027 | 0.4859 | 0.0001 | 0.0083333 | 0.017871 | 0
7464 | 1 | 8.5937e-05 | 6.0835e-05 | 0 | 9.3987e-06 | 0.00011416 | 0 | 0.23779 | 0.4095 | 0.0001 | 0.0083333 | 0.0013373 | 0
7465 | 1 | 6.1544e-05 | 7.4133e-05 | 0 | 5.8742e-06 | 0.00011416 | 0 | 0.22418 | 0.3217 | 0.0001 | 0.0083333 | 0.03493 | 0
7466 | 1 | 4.5147e-05 | 8.7902e-05 | 0 | 2.3497e-06 | 0.00011416 | 0 | 0.15773 | 0.1958 | 0.0001 | 0.0083333 | 0.15599 | 0
7467 | 1 | 3.2296e-05 | 0.00010685 | 0 | 1.1748e-06 | 0.00011416 | 0 | 0.08727 | 0.0911 | 0.0001 | 0.016667 | 0.19764 | 0
7468 | 1 | 2.5491e-05 | 0.00011956 | 0 | 1.4098e-05 | 0.00011416 | 0 | 0.040833 | 0.0412 | 0.0001 | 0.025 | 0.1249 | 0
7469 | 1 | 2.591e-05 | 0.00012677 | 0 | 3.7595e-05 | 0.00011416 | 0 | 0.021617 | 0.0385 | 0.0001 | 0.025 | 0.036762 | 0
7470 | 1 | 2.8709e-05 | 0.00013371 | 0 | 9.3987e-05 | 0.00011416 | 0 | 0.015212 | 0.0632 | 0.0001 | 0.016667 | 0.0012976 | 0
7471 | 1 | 3.7473e-05 | 0.00013949 | 0 | 0.0001821 | 0.00011416 | 0 | 0.029624 | 0.1037 | 0.0001 | 0.0083333 | 0.0042308 | 0
7472 | 1 | 4.5836e-05 | 0.00012671 | 0 | 0.0001586 | 0.00011416 | 0 | 0.070456 | 0.1698 | 0.0001 | 0.0083333 | 0.059529 | 0
7473 | 1 | 6.0212e-05 | 8.8251e-05 | 0 | 0.00014685 | 0.00011416 | 0.28585 | 0.10729 | 0.2325 | 0.0001 | 0.0083333 | 0.088053 | 0.28585
7474 | 1 | 7.9079e-05 | 6.8985e-05 | 0 | 0.00016448 | 0.00011416 | 0.11115 | 0.13211 | 0.2643 | 0.0001 | 0.0083333 | 0.058228 | 0.11115
7475 | 1 | 9.33e-05 | 4.7118e-05 | 0 | 0.00018797 | 0.00011416 | 0.026097 | 0.17854 | 0.2736 | 0.0001 | 0.0083333 | 0.020871 | 0.026097
7476 | 1 | 0.000109 | 2.1866e-05 | 0 | 0.00020677 | 0.00011416 | 0 | 0.19215 | 0.3061 | 0.0001 | 0.0083333 | 0.0013373 | 0
7477 | 1 | 0.00011557 | 6.457e-07 | 0 | 0.00018797 | 0.00011416 | 0.03032 | 0.19456 | 0.3168 | 0.0001 | 0.0083333 | 0.045108 | 0.03032
7478 | 1 | 0.00010793 | 0 | 0 | 0.00019032 | 0.00011416 | 0.28453 | 0.17694 | 0.3409 | 0.0001 | 0.0083333 | 0.19607 | 0.28453
7479 | 1 | 9.6366e-05 | 0 | 0 | 0.00021382 | 0.00011416 | 0.12993 | 0.13691 | 0.3925 | 0.0001 | 0 | 0.24976 | 0.12993
7480 | 1 | 8.7357e-05 | 0 | 0 | 0.00022322 | 0.00011416 | 0.14595 | 0.16013 | 0.4642 | 0.0001 | 0 | 0.15647 | 0.14595
7481 | 1 | 8.8371e-05 | 1.5148e-05 | 0 | 0.00022322 | 0.00011416 | 0 | 0.21857 | 0.529 | 0.0001 | 0 | 0.045866 | 0
7482 | 1 | 0.00011813 | 1.801e-05 | 0 | 0.00016448 | 0.00011416 | 0 | 0.32906 | 0.6517 | 0.0001 | 0 | 0.0014192 | 0
7483 | 1 | 0.00013696 | 1.9266e-05 | 0 | 0.00011748 | 0.00011416 | 0 | 0.45236 | 0.681 | 0.0001 | 0 | 0.0065588 | 0
7484 | 1 | 0.0001263 | 1.8603e-05 | 0 | 8.8113e-05 | 0.00011416 | 0 | 0.54203 | 0.6918 | 0.0001 | 0.016667 | 0.078843 | 0
7485 | 1 | 0.00011412 | 2.0296e-05 | 0 | 5.8742e-05 | 0.00011416 | 0 | 0.59568 | 0.7169 | 0.0001 | 0.016667 | 0.11077 | 0
7486 | 1 | 9.7393e-05 | 2.1238e-05 | 0 | 3.7595e-05 | 0.00011416 | 0 | 0.58127 | 0.769 | 0.0001 | 0.0083333 | 0.070468 | 0
7487 | 1 | 9.3589e-05 | 1.9668e-05 | 0 | 2.3497e-05 | 0.00011416 | 0 | 0.57886 | 0.7831 | 0.0001 | 0.0083333 | 0.023696 | 0
7488 | 1 | 8.3106e-05 | 2.2338e-05 | 0 | 9.3987e-06 | 0.00011416 | 0 | 0.55084 | 0.7963 | 0.0001 | 0.0083333 | 0.0013373 | 0
7489 | 1 | 5.9028e-05 | 2.677e-05 | 0 | 5.8742e-06 | 0.00011416 | 0 | 0.50761 | 0.8282 | 0.0001 | 0.0083333 | 0.059277 | 0
7490 | 1 | 4.2155e-05 | 3.232e-05 | 0 | 2.3497e-06 | 0.00011416 | 0 | 0.44035 | 0.7841 | 0.0001 | 0.0083333 | 0.25088 | 0
7491 | 1 | 3.1189e-05 | 3.7014e-05 | 0 | 1.1748e-06 | 0.00011416 | 0 | 0.3779 | 0.6361 | 0.0001 | 0.0083333 | 0.32128 | 0
7492 | 1 | 2.883e-05 | 4.3384e-05 | 0 | 1.4098e-05 | 0.00011416 | 0 | 0.41153 | 0.5058 | 0.0001 | 0.0083333 | 0.19955 | 0
7493 | 1 | 3.5517e-05 | 5.3122e-05 | 0 | 3.7595e-05 | 0.00011416 | 0 | 0.39552 | 0.4992 | 0.0001 | 0.033333 | 0.058253 | 0
7494 | 1 | 5.3413e-05 | 6.1952e-05 | 0 | 9.3987e-05 | 0.00011416 | 0 | 0.3755 | 0.5804 | 0.0001 | 0.05 | 0.0015704 | 0
7495 | 1 | 9.562e-05 | 6.8234e-05 | 0 | 0.0001821 | 0.00011416 | 0 | 0.3787 | 0.6075 | 0.0001 | 0.058333 | 0.010201 | 0
7496 | 1 | 0.00013811 | 7.0817e-05 | 0 | 0.0001586 | 0.00011416 | 0 | 0.41793 | 0.7385 | 0.0001 | 0.058333 | 0.10618 | 0
7497 | 1 | 0.00014255 | 6.2283e-05 | 0 | 0.00014685 | 0.00011416 | 0.2776 | 0.43235 | 0.7646 | 0.0001 | 0.041667 | 0.14184 | 0.2776
7498 | 1 | 0.00015226 | 5.2162e-05 | 0 | 0.00016448 | 0.00011416 | 0.10684 | 0.47478 | 0.8181 | 0.0001 | 0.016667 | 0.086783 | 0.10684
7499 | 1 | 0.00016176 | 3.8864e-05 | 0 | 0.00018797 | 0.00011416 | 0.050109 | 0.52922 | 0.8667 | 0.0001 | 0.016667 | 0.0273 | 0.050109
7500 | 1 | 0.0001663 | 3.0086e-05 | 0 | 0.00020677 | 0.00011416 | 0.096731 | 0.52842 | 0.8822 | 0.0001 | 0.016667 | 0.0013373 | 0.096731
7501 | 1 | 0.00015643 | 3.314e-05 | 0 | 0.00018797 | 0.00011416 | 0.063771 | 0.54283 | 0.885 | 0.0001 | 0.025 | 0.073557 | 0.063771
7502 | 1 | 0.0001528 | 4.0661e-05 | 0 | 0.00019032 | 0.00011416 | 0.24773 | 0.58447 | 0.8626 | 0.0001 | 0.033333 | 0.30527 | 0.24773
7503 | 1 | 0.00014684 | 4.7642e-05 | 0 | 0.00021382 | 0.00011416 | 0.13492 | 0.59568 | 0.8613 | 0.0001 | 0.025 | 0.39249 | 0.13492
7504 | 1 | 0.00014583 | 5.3785e-05 | 0 | 0.00022322 | 0.00011416 | 0.1377 | 0.54043 | 0.8609 | 0.0001 | 0.0083333 | 0.24223 | 0.1377
7505 | 1 | 0.00014822 | 6.4709e-05 | 0 | 0.00022322 | 0.00011416 | 0 | 0.45717 | 0.8828 | 0.0001 | 0 | 0.070496 | 0
7506 | 1 | 0.00018225 | 7.0678e-05 | 0 | 0.00016448 | 0.00011416 | 0 | 0.53082 | 0.9027 | 0.0001 | 0 | 0.0017082 | 0
7507 | 1 | 0.00019072 | 7.4238e-05 | 0 | 0.00011748 | 0.00011416 | 0 | 0.6245 | 0.9187 | 0.0001 | 0.0083333 | 0.01423 | 0
7508 | 1 | 0.00017175 | 7.703e-05 | 0 | 8.8113e-05 | 0.00011416 | 0 | 0.69736 | 0.9321 | 0.0001 | 0.0083333 | 0.13412 | 0
7509 | 1 | 0.00014878 | 7.9438e-05 | 0 | 5.8742e-05 | 0.00011416 | 0 | 0.71737 | 0.9412 | 0.0001 | 0.0083333 | 0.17269 | 0
7510 | 1 | 0.00012416 | 7.9124e-05 | 0 | 3.7595e-05 | 0.00011416 | 0 | 0.71257 | 0.9403 | 0.0001 | 0.0083333 | 0.10263 | 0
7511 | 1 | 0.00012288 | 7.8461e-05 | 0 | 2.3497e-05 | 0.00011416 | 0 | 0.67494 | 0.9264 | 0.0001 | 0.0083333 | 0.030666 | 0
7512 | 1 | 0.00011093 | 7.977e-05 | 0 | 9.3987e-06 | 0.00011416 | 0 | 0.66934 | 0.8955 | 0.0001 | 0.0083333 | 0.0013373 | 0
7513 | 1 | 7.9353e-05 | 8.3906e-05 | 0 | 5.8742e-06 | 0.00011416 | 0 | 0.63491 | 0.8639 | 0.0001 | 0.0083333 | 0.089964 | 0
7514 | 1 | 6.1745e-05 | 8.9123e-05 | 0 | 2.3497e-06 | 0.00011416 | 0 | 0.58687 | 0.8507 | 0.0001 | 0.0083333 | 0.36702 | 0
7515 | 1 | 4.9939e-05 | 9.2422e-05 | 0 | 1.1748e-06 | 0.00011416 | 0 | 0.53163 | 0.8564 | 0.0001 | 0.0083333 | 0.47351 | 0
7516 | 1 | 4.8541e-05 | 9.3556e-05 | 0 | 1.4098e-05 | 0.00011416 | 0 | 0.53563 | 0.8564 | 0.0001 | 0 | 0.2906 | 0
7517 | 1 | 4.9489e-05 | 9.3504e-05 | 0 | 3.7595e-05 | 0.00011416 | 0 | 0.48999 | 0.8455 | 0.0001 | 0 | 0.084345 | 0
7518 | 1 | 7.0612e-05 | 9.3155e-05 | 0 | 9.3987e-05 | 0.00011416 | 0 | 0.48439 | 0.8246 | 0.0001 | 0 | 0.0018538 | 0
7519 | 1 | 0.00011065 | 9.4638e-05 | 0 | 0.0001821 | 0.00011416 | 0 | 0.46117 | 0.8031 | 0.0001 | 0 | 0.019201 | 0
7520 | 1 | 0.00014841 | 9.5406e-05 | 0 | 0.0001586 | 0.00011416 | 0 | 0.46998 | 0.7882 | 0.0001 | 0 | 0.16657 | 0
7521 | 1 | 0.00015435 | 8.4289e-05 | 0 | 0.00014685 | 0.00011416 | 0 | 0.43955 | 0.7858 | 0.0001 | 0 | 0.20773 | 0
7522 | 1 | 0.00016663 | 6.635e-05 | 0 | 0.00016448 | 0.00011416 | 0 | 0.41473 | 0.7948 | 0.0001 | 0.0083333 | 0.12029 | 0
7523 | 1 | 0.00016725 | 5.005e-05 | 0 | 0.00018797 | 0.00011416 | 0 | 0.40032 | 0.8028 | 0.0001 | 0.0083333 | 0.034298 | 0
7524 | 1 | 0.0001744 | 3.5566e-05 | 0 | 0.00020677 | 0.00011416 | 0.002574 | 0.3723 | 0.8073 | 0.0001 | 0.033333 | 0.0013373 | 0.002574
7525 | 1 | 0.00016727 | 2.3716e-05 | 0 | 0.00018797 | 0.00011416 | 0 | 0.34508 | 0.7958 | 0.0001 | 0.033333 | 0.10537 | 0
7526 | 1 | 0.00016796 | 1.7259e-05 | 0 | 0.00019032 | 0.00011416 | 0 | 0.32186 | 0.7958 | 0.0001 | 0.0083333 | 0.42441 | 0
7527 | 1 | 0.00016529 | 1.9458e-05 | 0 | 0.00021382 | 0.00011416 | 0 | 0.30424 | 0.7946 | 0.0001 | 0.0083333 | 0.54899 | 0
7528 | 1 | 0.00016468 | 3.2424e-05 | 0 | 0.00022322 | 0.00011416 | 0 | 0.31625 | 0.7799 | 0.0001 | 0.0083333 | 0.33552 | 0
7529 | 1 | 0.00016589 | 5.2406e-05 | 0 | 0.00022322 | 0.00011416 | 0 | 0.32346 | 0.7537 | 0.0001 | 0.0083333 | 0.097183 | 0
7530 | 1 | 0.00018742 | 6.4796e-05 | 0 | 0.00016448 | 0.00011416 | 0 | 0.30184 | 0.7389 | 0.0001 | 0.0083333 | 0.0019813 | 0
7531 | 1 | 0.00018118 | 7.5145e-05 | 0 | 0.00011748 | 0.00011416 | 0 | 0.26821 | 0.7066 | 0.0001 | 0.0083333 | 0.024135 | 0
7532 | 1 | 0.0001603 | 8.5267e-05 | 0 | 8.8113e-05 | 0.00011416 | 0 | 0.26661 | 0.6678 | 0.0001 | 0.0083333 | 0.1973 | 0
7533 | 1 | 0.00013885 | 9.4813e-05 | 0 | 5.8742e-05 | 0.00011416 | 0 | 0.27782 | 0.6318 | 0.0001 | 0.016667 | 0.24031 | 0
7534 | 1 | 0.00011544 | 0.00010394 | 0 | 3.7595e-05 | 0.00011416 | 0 | 0.27542 | 0.5839 | 0.0001 | 0.0083333 | 0.13647 | 0
7535 | 1 | 0.00011834 | 0.00011307 | 0 | 2.3497e-05 | 0.00011416 | 0 | 0.249 | 0.5679 | 0.0001 | 0.0083333 | 0.037535 | 0
7536 | 1 | 0.00010903 | 0.00012287 | 0 | 9.3987e-06 | 0.00011416 | 0 | 0.22098 | 0.5565 | 0.0001 | 0 | 0.0013373 | 0
7537 | 1 | 8.1325e-05 | 0.00013141 | 0 | 5.8742e-06 | 0.00011416 | 0 | 0.18575 | 0.5473 | 0.0001 | 0 | 0.11888 | 0
7538 | 1 | 5.9945e-05 | 0.00013804 | 0 | 2.3497e-06 | 0.00011416 | 0 | 0.19295 | 0.5607 | 0.0001 | 0 | 0.47442 | 0
7539 | 1 | 4.6772e-05 | 0.00014279 | 0 | 1.1748e-06 | 0.00011416 | 0 | 0.19776 | 0.5543 | 0.0001 | 0 | 0.61484 | 0
7540 | 1 | 4.2916e-05 | 0.00014464 | 0 | 1.4098e-05 | 0.00011416 | 0 | 0.21537 | 0.5111 | 0.0001 | 0 | 0.37461 | 0
7541 | 1 | 4.0685e-05 | 0.00014467 | 0 | 3.7595e-05 | 0.00011416 | 0 | 0.24019 | 0.4918 | 0.0001 | 0 | 0.10834 | 0
7542 | 1 | 4.1145e-05 | 0.00014158 | 0 | 9.3987e-05 | 0.00011416 | 0 | 0.23459 | 0.4643 | 0.0001 | 0 | 0.0020875 | 0
7543 | 1 | 4.6514e-05 | 0.00013704 | 0 | 0.0001821 | 0.00011416 | 0 | 0.22738 | 0.4852 | 0.0001 | 0 | 0.02864 | 0
7544 | 1 | 5.3621e-05 | 0.00013209 | 0 | 0.0001586 | 0.00011416 | 0 | 0.22738 | 0.5003 | 0.0001 | 0.0083333 | 0.22445 | 0
7545 | 1 | 6.3758e-05 | 0.00012406 | 0 | 0.00014685 | 0.00011416 | 0 | 0.19536 | 0.4489 | 0.0001 | 0.016667 | 0.2687 | 0
7546 | 1 | 8.0199e-05 | 0.0001134 | 0 | 0.00016448 | 0.00011416 | 0.002964 | 0.17134 | 0.4461 | 0.0001 | 0.016667 | 0.15041 | 0.002964
7547 | 1 | 9.2887e-05 | 9.9193e-05 | 0 | 0.00018797 | 0.00011416 | 0.04846 | 0.15532 | 0.4554 | 0.0001 | 0.016667 | 0.040267 | 0.04846
7548 | 1 | 0.00010583 | 8.3399e-05 | 0 | 0.00020677 | 0.00011416 | 0.0025963 | 0.17694 | 0.4629 | 0.0001 | 0.0083333 | 0.0013373 | 0.0025963
7549 | 1 | 0.00011116 | 6.9037e-05 | 0 | 0.00018797 | 0.00011416 | 0.0025963 | 0.19536 | 0.5187 | 0.0001 | 0.0083333 | 0.12606 | 0.0025963
7550 | 1 | 0.00010058 | 5.998e-05 | 0 | 0.00019032 | 0.00011416 | 0.024503 | 0.19696 | 0.5485 | 0.0001 | 0.025 | 0.50083 | 0.024503
7551 | 1 | 9.3349e-05 | 5.9683e-05 | 0 | 0.00021382 | 0.00011416 | 0 | 0.20576 | 0.5692 | 0.0001 | 0.033333 | 0.64965 | 0
7552 | 1 | 8.934e-05 | 7.3574e-05 | 0 | 0.00022322 | 0.00011416 | 0.013761 | 0.18335 | 0.5747 | 0.0001 | 0.041667 | 0.39524 | 0.013761
7553 | 1 | 9.5207e-05 | 9.312e-05 | 0 | 0.00022322 | 0.00011416 | 0 | 0.16413 | 0.5394 | 0.0001 | 0.041667 | 0.11423 | 0
7554 | 1 | 0.00012383 | 9.4935e-05 | 0 | 0.00016448 | 0.00011416 | 0 | 0.15532 | 0.5239 | 0.0001 | 0.016667 | 0.0021419 | 0
7555 | 1 | 0.00013413 | 9.7029e-05 | 0 | 0.00011748 | 0.00011416 | 0 | 0.16013 | 0.5259 | 0.0001 | 0.0083333 | 0.031089 | 0
7556 | 1 | 0.00012405 | 9.75e-05 | 0 | 8.8113e-05 | 0.00011416 | 0 | 0.17214 | 0.5175 | 0.0001 | 0.016667 | 0.23891 | 0
7557 | 1 | 0.00011144 | 9.6401e-05 | 0 | 5.8742e-05 | 0.00011416 | 0 | 0.20256 | 0.5331 | 0.0001 | 0.025 | 0.2837 | 0
7558 | 1 | 0.00010147 | 9.4481e-05 | 0 | 3.7595e-05 | 0.00011416 | 0 | 0.22258 | 0.5561 | 0.0001 | 0.016667 | 0.15772 | 0
7559 | 1 | 0.00010794 | 9.2666e-05 | 0 | 2.3497e-05 | 0.00011416 | 0 | 0.21617 | 0.5376 | 0.0001 | 0.0083333 | 0.041681 | 0
7560 | 1 | 9.9448e-05 | 9.2055e-05 | 0 | 9.3987e-06 | 0.00011416 | 0 | 0.20016 | 0.5209 | 0.0001 | 0.0083333 | 0.0013373 | 0
7561 | 1 | 7.1194e-05 | 9.2108e-05 | 0 | 5.8742e-06 | 0.00011416 | 0 | 0.23219 | 0.4919 | 0.0001 | 0.0083333 | 0.12975 | 0
7562 | 1 | 5.4959e-05 | 9.6593e-05 | 0 | 2.3497e-06 | 0.00011416 | 0 | 0.22498 | 0.4547 | 0.0001 | 0.0083333 | 0.51439 | 0
7563 | 1 | 4.2945e-05 | 0.00010092 | 0 | 1.1748e-06 | 0.00011416 | 0 | 0.21057 | 0.4034 | 0.0001 | 0.0083333 | 0.66754 | 0
7564 | 1 | 4.2795e-05 | 0.0001024 | 0 | 1.4098e-05 | 0.00011416 | 0 | 0.17774 | 0.3458 | 0.0001 | 0.0083333 | 0.40584 | 0
7565 | 1 | 4.6647e-05 | 0.00010534 | 0 | 3.7595e-05 | 0.00011416 | 0 | 0.14091 | 0.2777 | 0.0001 | 0.0083333 | 0.11725 | 0
7566 | 1 | 6.722e-05 | 0.00010848 | 0 | 9.3987e-05 | 0.00011416 | 0 | 0.11529 | 0.228 | 0.0001 | 0.0083333 | 0.0021695 | 0
7567 | 1 | 0.0001104 | 0.00011026 | 0 | 0.0001821 | 0.00011416 | 0 | 0.11369 | 0.2143 | 0.0001 | 0.0083333 | 0.032364 | 0
7568 | 1 | 0.0001484 | 0.0001067 | 0 | 0.0001586 | 0.00011416 | 0 | 0.1209 | 0.1971 | 0.0001 | 0.025 | 0.24637 | 0
7569 | 1 | 0.00015498 | 8.9123e-05 | 0 | 0.00014685 | 0.00011416 | 0.26969 | 0.11529 | 0.1915 | 0.0001 | 0.016667 | 0.2914 | 0.26969
7570 | 1 | 0.00016623 | 7.1061e-05 | 0 | 0.00016448 | 0.00011416 | 0.45061 | 0.094476 | 0.1877 | 0.0001 | 0.0083333 | 0.16147 | 0.45061
7571 | 1 | 0.00016938 | 4.656e-05 | 0 | 0.00018797 | 0.00011416 | 0.35357 | 0.065653 | 0.1893 | 0.0001 | 0 | 0.0424 | 0.35357
7572 | 1 | 0.00017672 | 2.7049e-05 | 0 | 0.00020677 | 0.00011416 | 0.61517 | 0.051241 | 0.2201 | 0.0001 | 0 | 0.0013373 | 0.61517
7573 | 1 | 0.00016593 | 1.6648e-05 | 0 | 0.00018797 | 0.00011416 | 0.19422 | 0.055244 | 0.27 | 0.0001 | 0 | 0.12975 | 0.19422
7574 | 1 | 0.00016659 | 1.4676e-05 | 0 | 0.00019032 | 0.00011416 | 0.42395 | 0.061649 | 0.3056 | 0.0001 | 0.016667 | 0.51439 | 0.42395
7575 | 1 | 0.00016015 | 2.1744e-05 | 0 | 0.00021382 | 0.00011416 | 0.078468 | 0.060048 | 0.3011 | 0.0001 | 0.016667 | 0.66754 | 0.078468
7576 | 1 | 0.00015537 | 5.5774e-05 | 0 | 0.00022322 | 0.00011416 | 0.094848 | 0.061649 | 0.2885 | 0.0001 | 0.025 | 0.40584 | 0.094848
7577 | 1 | 0.00015015 | 9.3748e-05 | 0 | 0.00022322 | 0.00011416 | 0 | 0.073659 | 0.3033 | 0.0001 | 0.025 | 0.11725 | 0
7578 | 1 | 0.00018042 | 9.5929e-05 | 0 | 0.00016448 | 0.00011416 | 0 | 0.11209 | 0.3474 | 0.0001 | 0.025 | 0.0021695 | 0
7579 | 1 | 0.00018466 | 8.8617e-05 | 0 | 0.00011748 | 0.00011416 | 0 | 0.15773 | 0.4021 | 0.0001 | 0.016667 | 0.032364 | 0
7580 | 1 | 0.000169 | 8.3277e-05 | 0 | 8.8113e-05 | 0.00011416 | 0 | 0.23619 | 0.4471 | 0.0001 | 0.016667 | 0.24637 | 0
7581 | 1 | 0.00015141 | 8.4289e-05 | 0 | 5.8742e-05 | 0.00011416 | 0 | 0.28102 | 0.5006 | 0.0001 | 0 | 0.2914 | 0
7582 | 1 | 0.00012742 | 8.4761e-05 | 0 | 3.7595e-05 | 0.00011416 | 0 | 0.29464 | 0.5153 | 0.0001 | 0 | 0.16147 | 0
7583 | 1 | 0.00012769 | 8.4988e-05 | 0 | 2.3497e-05 | 0.00011416 | 0 | 0.31625 | 0.5555 | 0.0001 | 0.0083333 | 0.0424 | 0
7584 | 1 | 0.00011512 | 8.4115e-05 | 0 | 9.3987e-06 | 0.00011416 | 0 | 0.33227 | 0.5747 | 0.0001 | 0.0083333 | 0.0013373 | 0
7585 | 1 | 8.6147e-05 | 8.312e-05 | 0 | 5.8742e-06 | 0.00011416 | 0 | 0.34267 | 0.6021 | 0.0001 | 0 | 0.12606 | 0
7586 | 1 | 6.7196e-05 | 8.1201e-05 | 0 | 2.3497e-06 | 0.00011416 | 0 | 0.35789 | 0.6255 | 0.0001 | 0 | 0.50083 | 0
7587 | 1 | 5.2584e-05 | 7.9613e-05 | 0 | 1.1748e-06 | 0.00011416 | 0 | 0.3731 | 0.6366 | 0.0001 | 0 | 0.64965 | 0
7588 | 1 | 5.1901e-05 | 7.8059e-05 | 0 | 1.4098e-05 | 0.00011416 | 0 | 0.40192 | 0.6394 | 0.0001 | 0 | 0.39524 | 0
7589 | 1 | 5.5223e-05 | 7.71e-05 | 0 | 3.7595e-05 | 0.00011416 | 0 | 0.42034 | 0.678 | 0.0001 | 0 | 0.11423 | 0
7590 | 1 | 7.3527e-05 | 8.0223e-05 | 0 | 9.3987e-05 | 0.00011416 | 0 | 0.41954 | 0.7626 | 0.0001 | 0 | 0.0021419 | 0
7591 | 1 | 0.00011227 | 8.1951e-05 | 0 | 0.0001821 | 0.00011416 | 0 | 0.43235 | 0.7571 | 0.0001 | 0 | 0.031089 | 0
7592 | 1 | 0.00015309 | 8.4464e-05 | 0 | 0.0001586 | 0.00011416 | 0 | 0.42834 | 0.7513 | 0.0001 | 0.0083333 | 0.23891 | 0
7593 | 1 | 0.0001614 | 8.0241e-05 | 0 | 0.00014685 | 0.00011416 | 0.0039446 | 0.3779 | 0.7754 | 0.0001 | 0.0083333 | 0.2837 | 0.0039446
7594 | 1 | 0.00017069 | 7.0451e-05 | 0 | 0.00016448 | 0.00011416 | 0 | 0.34828 | 0.8029 | 0.0001 | 0.0083333 | 0.15772 | 0
7595 | 1 | 0.00016938 | 5.9997e-05 | 0 | 0.00018797 | 0.00011416 | 0.04397 | 0.28903 | 0.8027 | 0.0001 | 0.0083333 | 0.041681 | 0.04397
7596 | 1 | 0.00017404 | 5.8689e-05 | 0 | 0.00020677 | 0.00011416 | 0.013215 | 0.26821 | 0.8211 | 0.0001 | 0.0083333 | 0.0013373 | 0.013215
7597 | 1 | 0.00016181 | 5.998e-05 | 0 | 0.00018797 | 0.00011416 | 0.095383 | 0.32266 | 0.8797 | 0.0001 | 0.0083333 | 0.1154 | 0.095383
7598 | 1 | 0.00015796 | 5.8933e-05 | 0 | 0.00019032 | 0.00011416 | 0.26717 | 0.42114 | 0.9234 | 0.0001 | 0.0083333 | 0.46157 | 0.26717
7599 | 1 | 0.00014793 | 6.6123e-05 | 0 | 0.00021382 | 0.00011416 | 0.15614 | 0.53963 | 0.93 | 0.0001 | 0.0083333 | 0.59791 | 0.15614
7600 | 1 | 0.00014225 | 8.5337e-05 | 0 | 0.00022322 | 0.00011416 | 0.18141 | 0.59968 | 0.9148 | 0.0001 | 0.0083333 | 0.36456 | 0.18141
7601 | 1 | 0.00014878 | 0.0001039 | 0 | 0.00022322 | 0.00011416 | 0 | 0.65332 | 0.9021 | 0.0001 | 0.0083333 | 0.10548 | 0
7602 | 1 | 0.00017248 | 0.00011563 | 0 | 0.00016448 | 0.00011416 | 0 | 0.63811 | 0.8928 | 0.0001 | 0.0083333 | 0.0020606 | 0
7603 | 1 | 0.00017326 | 0.0001282 | 0 | 0.00011748 | 0.00011416 | 0 | 0.61809 | 0.8948 | 0.0001 | 0.0083333 | 0.027465 | 0
7604 | 1 | 0.00015552 | 0.00014183 | 0 | 8.8113e-05 | 0.00011416 | 0 | 0.59728 | 0.911 | 0.0001 | 0 | 0.21744 | 0
7605 | 1 | 0.00012982 | 0.00015326 | 0 | 5.8742e-05 | 0.00011416 | 0 | 0.56765 | 0.919 | 0.0001 | 0 | 0.26141 | 0
7606 | 1 | 0.00010747 | 0.00015877 | 0 | 3.7595e-05 | 0.00011416 | 0 | 0.54444 | 0.9029 | 0.0001 | 0.0083333 | 0.14684 | 0
7607 | 1 | 0.00011161 | 0.00016163 | 0 | 2.3497e-05 | 0.00011416 | 0 | 0.53002 | 0.8784 | 0.0001 | 0.0083333 | 0.039572 | 0
7608 | 1 | 0.00010569 | 0.00016203 | 0 | 9.3987e-06 | 0.00011416 | 0 | 0.51081 | 0.876 | 0.0001 | 0.0083333 | 0.0013373 | 0
7609 | 1 | 7.7465e-05 | 0.0001595 | 0 | 5.8742e-06 | 0.00011416 | 0 | 0.44275 | 0.8927 | 0.0001 | 0.0083333 | 0.10537 | 0
7610 | 1 | 5.6989e-05 | 0.00015673 | 0 | 2.3497e-06 | 0.00011416 | 0 | 0.44275 | 0.9024 | 0.0001 | 0.0083333 | 0.42441 | 0
7611 | 1 | 4.3814e-05 | 0.00015474 | 0 | 1.1748e-06 | 0.00011416 | 0 | 0.51081 | 0.8952 | 0.0001 | 0.0083333 | 0.54899 | 0
7612 | 1 | 3.7741e-05 | 0.00015397 | 0 | 1.4098e-05 | 0.00011416 | 0 | 0.56845 | 0.8756 | 0.0001 | 0.016667 | 0.33552 | 0
7613 | 1 | 3.7048e-05 | 0.00015394 | 0 | 3.7595e-05 | 0.00011416 | 0 | 0.59728 | 0.8541 | 0.0001 | 0.0083333 | 0.097183 | 0
7614 | 1 | 3.9203e-05 | 0.00015422 | 0 | 9.3987e-05 | 0.00011416 | 0 | 0.58927 | 0.8294 | 0.0001 | 0.0083333 | 0.0019813 | 0
7615 | 1 | 5.102e-05 | 0.00015399 | 0 | 0.0001821 | 0.00011416 | 0 | 0.53963 | 0.8043 | 0.0001 | 0.0083333 | 0.024135 | 0
7616 | 1 | 6.7386e-05 | 0.00015209 | 0 | 0.0001586 | 0.00011416 | 0 | 0.48599 | 0.7781 | 0.0001 | 0.016667 | 0.1973 | 0
7617 | 1 | 8.4088e-05 | 0.00014509 | 0 | 0.00014685 | 0.00011416 | 0.020169 | 0.45957 | 0.7419 | 0.0001 | 0.016667 | 0.24031 | 0.020169
7618 | 1 | 0.0001048 | 0.00013621 | 0 | 0.00016448 | 0.00011416 | 0.012346 | 0.41873 | 0.6719 | 0.0001 | 0.016667 | 0.13647 | 0.012346
7619 | 1 | 0.0001183 | 0.00012626 | 0 | 0.00018797 | 0.00011416 | 0 | 0.43475 | 0.6305 | 0.0001 | 0.016667 | 0.037535 | 0
7620 | 1 | 0.00012552 | 0.00011664 | 0 | 0.00020677 | 0.00011416 | 0.018664 | 0.3771 | 0.602 | 0.0001 | 0.0083333 | 0.0013373 | 0.018664
7621 | 1 | 0.00012722 | 0.0001157 | 0 | 0.00018797 | 0.00011416 | 0 | 0.31946 | 0.5646 | 0.0001 | 0.0083333 | 0.089964 | 0
7622 | 1 | 0.00012172 | 0.00011818 | 0 | 0.00019032 | 0.00011416 | 0 | 0.28823 | 0.5717 | 0.0001 | 0.0083333 | 0.36702 | 0
7623 | 1 | 0.00011806 | 0.00012027 | 0 | 0.00021382 | 0.00011416 | 0.012937 | 0.26661 | 0.643 | 0.0001 | 0.0083333 | 0.47351 | 0.012937
7624 | 1 | 0.00011813 | 0.00012544 | 0 | 0.00022322 | 0.00011416 | 0.065921 | 0.32106 | 0.7066 | 0.0001 | 0.0083333 | 0.2906 | 0.065921
7625 | 1 | 0.00011959 | 0.00013369 | 0 | 0.00022322 | 0.00011416 | 0 | 0.41473 | 0.7496 | 0.0001 | 0.0083333 | 0.084345 | 0
7626 | 1 | 0.0001454 | 0.00013851 | 0 | 0.00016448 | 0.00011416 | 0 | 0.54363 | 0.8147 | 0.0001 | 0.0083333 | 0.0018538 | 0
7627 | 1 | 0.00014453 | 0.00013937 | 0 | 0.00011748 | 0.00011416 | 0 | 0.64452 | 0.8895 | 0.0001 | 0.0083333 | 0.019201 | 0
7628 | 1 | 0.00012278 | 0.00013345 | 0 | 8.8113e-05 | 0.00011416 | 0 | 0.70376 | 0.9512 | 0.0001 | 0.0083333 | 0.16657 | 0
7629 | 1 | 0.00010649 | 0.00012165 | 0 | 5.8742e-05 | 0.00011416 | 0 | 0.73659 | 0.9712 | 0.0001 | 0 | 0.20773 | 0
7630 | 1 | 9.0784e-05 | 0.00010664 | 0 | 3.7595e-05 | 0.00011416 | 0 | 0.7526 | 0.959 | 0.0001 | 0.0083333 | 0.12029 | 0
7631 | 1 | 9.3207e-05 | 9.5249e-05 | 0 | 2.3497e-05 | 0.00011416 | 0 | 0.7542 | 0.955 | 0.0001 | 0.0083333 | 0.034298 | 0
7632 | 1 | 8.962e-05 | 8.9752e-05 | 0 | 9.3987e-06 | 0.00011416 | 0 | 0.73098 | 0.9618 | 0.0001 | 0.0083333 | 0.0013373 | 0
7633 | 1 | 6.5695e-05 | 8.6488e-05 | 0 | 5.8742e-06 | 0.00011416 | 0 | 0.72778 | 0.969 | 0.0001 | 0.0083333 | 0.07614 | 0
7634 | 1 | 4.7245e-05 | 8.2893e-05 | 0 | 2.3497e-06 | 0.00011416 | 0 | 0.70857 | 0.9758 | 0.0001 | 0.0083333 | 0.31504 | 0
7635 | 1 | 3.58e-05 | 7.8496e-05 | 0 | 1.1748e-06 | 0.00011416 | 0 | 0.69496 | 0.978 | 0.0001 | 0.0083333 | 0.40529 | 0
7636 | 1 | 2.615e-05 | 7.2841e-05 | 0 | 1.4098e-05 | 0.00011416 | 0 | 0.68775 | 0.9761 | 0.0001 | 0.0083333 | 0.24989 | 0
7637 | 1 | 2.4263e-05 | 6.7781e-05 | 0 | 3.7595e-05 | 0.00011416 | 0 | 0.69255 | 0.9749 | 0.0001 | 0.0083333 | 0.07269 | 0
7638 | 1 | 2.8282e-05 | 6.4343e-05 | 0 | 9.3987e-05 | 0.00011416 | 0 | 0.69816 | 0.9741 | 0.0001 | 0.016667 | 0.0017319 | 0
7639 | 1 | 3.6583e-05 | 6.1324e-05 | 0 | 0.0001821 | 0.00011416 | 0 | 0.69976 | 0.9726 | 0.0001 | 0.05 | 0.014991 | 0
7640 | 1 | 4.7944e-05 | 5.7694e-05 | 0 | 0.0001586 | 0.00011416 | 0 | 0.69576 | 0.9716 | 0.0001 | 0.058333 | 0.1392 | 0
7641 | 1 | 5.9949e-05 | 5.1778e-05 | 0 | 0.00014685 | 0.00011416 | 0 | 0.70536 | 0.9715 | 0.0001 | 0.05 | 0.17824 | 0
7642 | 1 | 8.1455e-05 | 4.2529e-05 | 0 | 0.00016448 | 0.00011416 | 0 | 0.72058 | 0.9705 | 0.0001 | 0.016667 | 0.10544 | 0
7643 | 1 | 9.642e-05 | 3.1726e-05 | 0 | 0.00018797 | 0.00011416 | 0 | 0.69496 | 0.9671 | 0.0001 | 0.016667 | 0.031253 | 0
7644 | 1 | 0.00010948 | 2.1168e-05 | 0 | 0.00020677 | 0.00011416 | 0 | 0.70697 | 0.9598 | 0.0001 | 0.025 | 0.0013373 | 0
7645 | 1 | 0.00011409 | 1.3176e-05 | 0 | 0.00018797 | 0.00011416 | 0 | 0.72778 | 0.9432 | 0.0001 | 0.025 | 0.061516 | 0
7646 | 1 | 0.00010495 | 1.1535e-05 | 0 | 0.00019032 | 0.00011416 | 0 | 0.71097 | 0.9284 | 0.0001 | 0.016667 | 0.25945 | 0
7647 | 1 | 9.5384e-05 | 1.7172e-05 | 0 | 0.00021382 | 0.00011416 | 0.0032871 | 0.69816 | 0.9122 | 0.0001 | 0.016667 | 0.33249 | 0.0032871
7648 | 1 | 8.7377e-05 | 3.1098e-05 | 0 | 0.00022322 | 0.00011416 | 0.0052483 | 0.67254 | 0.8951 | 0.0001 | 0.016667 | 0.20629 | 0.0052483
7649 | 1 | 8.708e-05 | 4.6979e-05 | 0 | 0.00022322 | 0.00011416 | 0 | 0.61329 | 0.8732 | 0.0001 | 0.016667 | 0.060186 | 0
7650 | 1 | 0.00011685 | 5.7153e-05 | 0 | 0.00016448 | 0.00011416 | 0 | 0.56045 | 0.8537 | 0.0001 | 0.016667 | 0.0015928 | 0
7651 | 1 | 0.00012901 | 6.5093e-05 | 0 | 0.00011748 | 0.00011416 | 0 | 0.498 | 0.8437 | 0.0001 | 0.016667 | 0.010812 | 0
7652 | 1 | 0.0001197 | 7.2074e-05 | 0 | 8.8113e-05 | 0.00011416 | 0 | 0.45877 | 0.8496 | 0.0001 | 0.016667 | 0.11054 | 0
7653 | 1 | 0.00011055 | 7.8967e-05 | 0 | 5.8742e-05 | 0.00011416 | 0 | 0.40352 | 0.8314 | 0.0001 | 0.016667 | 0.1467 | 0
7654 | 1 | 9.4812e-05 | 8.5249e-05 | 0 | 3.7595e-05 | 0.00011416 | 0 | 0.36589 | 0.8299 | 0.0001 | 0.016667 | 0.089302 | 0
7655 | 1 | 9.1345e-05 | 9.2265e-05 | 0 | 2.3497e-05 | 0.00011416 | 0 | 0.29864 | 0.8277 | 0.0001 | 0.016667 | 0.027843 | 0
7656 | 1 | 8.3789e-05 | 0.00010001 | 0 | 9.3987e-06 | 0.00011416 | 0 | 0.32586 | 0.8308 | 0.0001 | 0.0083333 | 0.0013373 | 0
7657 | 1 | 5.7681e-05 | 0.00010783 | 0 | 5.8742e-06 | 0.00011416 | 0 | 0.35308 | 0.8277 | 0.0001 | 0.0083333 | 0.048895 | 0
7658 | 1 | 3.7342e-05 | 0.00011034 | 0 | 2.3497e-06 | 0.00011416 | 0 | 0.3723 | 0.8456 | 0.0001 | 0.0083333 | 0.21082 | 0
7659 | 1 | 2.7571e-05 | 0.00010856 | 0 | 1.1748e-06 | 0.00011416 | 0 | 0.3747 | 0.8568 | 0.0001 | 0.0083333 | 0.26898 | 0
7660 | 1 | 2.7358e-05 | 0.00010495 | 0 | 1.4098e-05 | 0.00011416 | 0 | 0.40673 | 0.8794 | 0.0001 | 0.0083333 | 0.16807 | 0
7661 | 1 | 3.4477e-05 | 0.00010377 | 0 | 3.7595e-05 | 0.00011416 | 0 | 0.42354 | 0.8983 | 0.0001 | 0.0083333 | 0.049205 | 0
7662 | 1 | 5.7133e-05 | 0.00010567 | 0 | 9.3987e-05 | 0.00011416 | 0 | 0.3747 | 0.8882 | 0.0001 | 0.0083333 | 0.0014614 | 0
7663 | 1 | 0.00010346 | 0.00010722 | 0 | 0.0001821 | 0.00011416 | 0 | 0.39792 | 0.8862 | 0.0001 | 0.0083333 | 0.0074916 | 0
7664 | 1 | 0.00014512 | 0.00010729 | 0 | 0.0001586 | 0.00011416 | 0 | 0.44035 | 0.8711 | 0.0001 | 0.0083333 | 0.086105 | 0
7665 | 1 | 0.0001534 | 0.00010158 | 0 | 0.00014685 | 0.00011416 | 0.046555 | 0.50841 | 0.8419 | 0.0001 | 0.016667 | 0.11912 | 0.046555
7666 | 1 | 0.00016414 | 9.2649e-05 | 0 | 0.00016448 | 0.00011416 | 0 | 0.54283 | 0.8022 | 0.0001 | 0.016667 | 0.0749 | 0
7667 | 1 | 0.00016889 | 8.415e-05 | 0 | 0.00018797 | 0.00011416 | 0 | 0.55564 | 0.7319 | 0.0001 | 0.025 | 0.024691 | 0
7668 | 1 | 0.00017465 | 7.7536e-05 | 0 | 0.00020677 | 0.00011416 | 0.021729 | 0.51561 | 0.6771 | 0.0001 | 0.025 | 0.0013373 | 0.021729
7669 | 1 | 0.00016993 | 7.1951e-05 | 0 | 0.00018797 | 0.00011416 | 0 | 0.4956 | 0.6224 | 0.0001 | 0.025 | 0.038131 | 0
7670 | 1 | 0.00017045 | 6.7484e-05 | 0 | 0.00019032 | 0.00011416 | 0 | 0.4956 | 0.5542 | 0.0001 | 0.025 | 0.16868 | 0
7671 | 1 | 0.00017037 | 6.5844e-05 | 0 | 0.00021382 | 0.00011416 | 0 | 0.502 | 0.5444 | 0.0001 | 0.016667 | 0.21411 | 0
7672 | 1 | 0.00016797 | 6.8618e-05 | 0 | 0.00022322 | 0.00011416 | 0 | 0.4988 | 0.5559 | 0.0001 | 0.016667 | 0.1349 | 0
7673 | 1 | 0.00017277 | 7.1166e-05 | 0 | 0.00022322 | 0.00011416 | 0 | 0.50841 | 0.5615 | 0.0001 | 0.016667 | 0.039648 | 0
7674 | 1 | 0.00020024 | 7.1917e-05 | 0 | 0.00016448 | 0.00011416 | 0 | 0.48279 | 0.5481 | 0.0001 | 0.016667 | 0.0013373 | 0
7675 | 1 | 0.000202 | 7.2964e-05 | 0 | 0.00011748 | 0.00011416 | 0 | 0.45236 | 0.5173 | 0.0001 | 0.016667 | 0.0049321 | 0
7676 | 1 | 0.00017817 | 7.4918e-05 | 0 | 8.8113e-05 | 0.00011416 | 0 | 0.39712 | 0.486 | 0.0001 | 0.016667 | 0.065567 | 0
7677 | 1 | 0.0001545 | 7.7728e-05 | 0 | 5.8742e-05 | 0.00011416 | 0 | 0.34668 | 0.4915 | 0.0001 | 0.016667 | 0.09524 | 0
7678 | 1 | 0.00013308 | 7.9211e-05 | 0 | 3.7595e-05 | 0.00011416 | 0 | 0.33947 | 0.523 | 0.0001 | 0.016667 | 0.062136 | 0
7679 | 1 | 0.00013033 | 7.771e-05 | 0 | 2.3497e-05 | 0.00011416 | 0 | 0.34588 | 0.4438 | 0.0001 | 0.016667 | 0.021786 | 0
7680 | 1 | 0.00012481 | 7.3068e-05 | 0 | 9.3987e-06 | 0.00011416 | 0 | 0.3771 | 0.4421 | 0.0001 | 0.0083333 | 0.0013373 | 0
7681 | 1 | 9.3722e-05 | 6.8688e-05 | 0 | 5.8742e-06 | 0.00011416 | 0 | 0.40833 | 0.5181 | 0.0001 | 0.016667 | 0.029075 | 0
7682 | 1 | 7.6121e-05 | 6.7519e-05 | 0 | 2.3497e-06 | 0.00011416 | 0 | 0.51481 | 0.5906 | 0.0001 | 0.025 | 0.13256 | 0
7683 | 1 | 6.113e-05 | 6.7781e-05 | 0 | 1.1748e-06 | 0.00011416 | 0 | 0.51882 | 0.6969 | 0.0001 | 0.025 | 0.16727 | 0
7684 | 1 | 5.7982e-05 | 6.5285e-05 | 0 | 1.4098e-05 | 0.00011416 | 0 | 0.4956 | 0.8387 | 0.0001 | 0.033333 | 0.1064 | 0
7685 | 1 | 6.418e-05 | 5.8497e-05 | 0 | 3.7595e-05 | 0.00011416 | 0 | 0.60048 | 0.9139 | 0.0001 | 0.033333 | 0.031417 | 0
7686 | 1 | 7.9642e-05 | 5.204e-05 | 0 | 9.3987e-05 | 0.00011416 | 0 | 0.58927 | 0.8753 | 0.0001 | 0.033333 | 0.0012206 | 0
7687 | 1 | 0.0001206 | 5.0696e-05 | 0 | 0.0001821 | 0.00011416 | 0 | 0.57406 | 0.8096 | 0.0001 | 0.058333 | 0.0030341 | 0
7688 | 1 | 0.00015649 | 5.1603e-05 | 0 | 0.0001586 | 0.00011416 | 0 | 0.59568 | 0.7409 | 0.0001 | 0.083333 | 0.048587 | 0
7689 | 1 | 0.00016439 | 4.8672e-05 | 0 | 0.00014685 | 0.00011416 | 0.33829 | 0.55244 | 0.7259 | 0.0001 | 0.1 | 0.074782 | 0.33829
7690 | 1 | 0.00016936 | 4.1656e-05 | 0 | 0.00016448 | 0.00011416 | 0.0064294 | 0.51481 | 0.739 | 0.0001 | 0.083333 | 0.050911 | 0.0064294
7691 | 1 | 0.00017297 | 3.403e-05 | 0 | 0.00018797 | 0.00011416 | 0.020035 | 0.5004 | 0.7571 | 0.0001 | 0.033333 | 0.019119 | 0.020035
7692 | 1 | 0.00018135 | 3.2372e-05 | 0 | 0.00020677 | 0.00011416 | 0 | 0.54524 | 0.7753 | 0.0001 | 0.033333 | 0.0013373 | 0
7693 | 1 | 0.00017297 | 3.6438e-05 | 0 | 0.00018797 | 0.00011416 | 0.26394 | 0.59808 | 0.7989 | 0.0001 | 0.091667 | 0.022727 | 0.26394
7694 | 1 | 0.00017227 | 3.7904e-05 | 0 | 0.00019032 | 0.00011416 | 0.0087137 | 0.57726 | 0.8233 | 0.0001 | 0.125 | 0.10674 | 0.0087137
7695 | 1 | 0.00016849 | 3.6578e-05 | 0 | 0.00021382 | 0.00011416 | 0.0067637 | 0.52442 | 0.876 | 0.0001 | 0.1 | 0.1339 | 0.0067637
7696 | 1 | 0.00016902 | 3.5217e-05 | 0 | 0.00022322 | 0.00011416 | 0 | 0.56685 | 0.9406 | 0.0001 | 0.041667 | 0.085976 | 0
7697 | 1 | 0.00017753 | 3.2215e-05 | 0 | 0.00022322 | 0.00011416 | 0 | 0.63491 | 0.9784 | 0.0001 | 0.05 | 0.025498 | 0
7698 | 1 | 0.00020037 | 2.1413e-05 | 0 | 0.00016448 | 0.00011416 | 0 | 0.68054 | 0.9807 | 0.0001 | 0.075 | 0.0011286 | 0
7699 | 1 | 0.00020015 | 1.3385e-05 | 0 | 0.00011748 | 0.00011416 | 0 | 0.68615 | 0.9797 | 0.0001 | 0.11667 | 0.0018864 | 0
7700 | 1 | 0.00017886 | 2.0191e-05 | 0 | 8.8113e-05 | 0.00011416 | 0 | 0.68215 | 0.9777 | 0.0001 | 0.125 | 0.036909 | 0
7701 | 1 | 0.00015343 | 3.6735e-05 | 0 | 5.8742e-05 | 0.00011416 | 0 | 0.67734 | 0.9626 | 0.0001 | 0.125 | 0.060161 | 0
7702 | 1 | 0.00013067 | 5.0417e-05 | 0 | 3.7595e-05 | 0.00011416 | 0 | 0.65252 | 0.916 | 0.0001 | 0.091667 | 0.042662 | 0
7703 | 1 | 0.00012984 | 5.7449e-05 | 0 | 2.3497e-05 | 0.00011416 | 0 | 0.65492 | 0.8634 | 0.0001 | 0.05 | 0.01707 | 0
7704 | 1 | 0.00012112 | 5.9928e-05 | 0 | 9.3987e-06 | 0.00011416 | 0 | 0.66293 | 0.88 | 0.0001 | 0.041667 | 0.0013373 | 0
7705 | 1 | 8.9949e-05 | 5.8968e-05 | 0 | 5.8742e-06 | 0.00011416 | 0 | 0.64371 | 0.9175 | 0.0001 | 0.041667 | 0.018372 | 0
7706 | 1 | 6.9578e-05 | 5.9928e-05 | 0 | 2.3497e-06 | 0.00011416 | 0 | 0.60528 | 0.9627 | 0.0001 | 0.066667 | 0.088676 | 0
7707 | 1 | 5.7205e-05 | 6.7955e-05 | 0 | 1.1748e-06 | 0.00011416 | 0 | 0.65492 | 0.9811 | 0.0001 | 0.125 | 0.11065 | 0
7708 | 1 | 5.1589e-05 | 8.0223e-05 | 0 | 1.4098e-05 | 0.00011416 | 0 | 0.66133 | 0.9594 | 0.0001 | 0.11667 | 0.071659 | 0
7709 | 1 | 5.3059e-05 | 9.0869e-05 | 0 | 3.7595e-05 | 0.00011416 | 0 | 0.66053 | 0.8907 | 0.0001 | 0.10833 | 0.021338 | 0
7710 | 1 | 6.7421e-05 | 0.00010261 | 0 | 9.3987e-05 | 0.00011416 | 0 | 0.60769 | 0.7847 | 0.0001 | 0.10833 | 0.0010584 | 0
7711 | 1 | 0.00010929 | 0.0001164 | 0 | 0.0001821 | 0.00011416 | 0 | 0.48759 | 0.6523 | 0.0001 | 0.10833 | 0.0012111 | 0
7712 | 1 | 0.0001484 | 0.00012427 | 0 | 0.0001586 | 0.00011416 | 0 | 0.41393 | 0.5629 | 0.0001 | 0.11667 | 0.029044 | 0
7713 | 1 | 0.00015746 | 0.00010527 | 0 | 0.00014685 | 0.00011416 | 0 | 0.39472 | 0.5886 | 0.0001 | 0.058333 | 0.049941 | 0
7714 | 1 | 0.00016405 | 7.9176e-05 | 0 | 0.00016448 | 0.00011416 | 0 | 0.45076 | 0.7044 | 0.0001 | 0.033333 | 0.036744 | 0
7715 | 1 | 0.00016977 | 5.7607e-05 | 0 | 0.00018797 | 0.00011416 | 0.43666 | 0.48439 | 0.8232 | 0.0001 | 0.075 | 0.01554 | 0.43666
7716 | 1 | 0.00017342 | 5.0993e-05 | 0 | 0.00020677 | 0.00011416 | 0.64705 | 0.57166 | 0.8906 | 0.0001 | 0.10833 | 0.0013373 | 0.64705
7717 | 1 | 0.00016381 | 5.0068e-05 | 0 | 0.00018797 | 0.00011416 | 0.60204 | 0.61569 | 0.9276 | 0.0001 | 0.058333 | 0.014612 | 0.60204
7718 | 1 | 0.00016279 | 5.0591e-05 | 0 | 0.00019032 | 0.00011416 | 0.46378 | 0.65973 | 0.9529 | 0.0001 | 0.041667 | 0.072776 | 0.46378
7719 | 1 | 0.00015876 | 5.5024e-05 | 0 | 0.00021382 | 0.00011416 | 0.35373 | 0.67174 | 0.9625 | 0.0001 | 0.1 | 0.090263 | 0.35373
7720 | 1 | 0.00015668 | 6.6123e-05 | 0 | 0.00022322 | 0.00011416 | 0 | 0.66533 | 0.9695 | 0.0001 | 0.10833 | 0.059026 | 0
7721 | 1 | 0.00015898 | 7.6698e-05 | 0 | 0.00022322 | 0.00011416 | 0 | 0.69576 | 0.9737 | 0.0001 | 0.075 | 0.017657 | 0
7722 | 1 | 0.00018788 | 7.9787e-05 | 0 | 0.00016448 | 0.00011416 | 0 | 0.70456 | 0.9737 | 0.0001 | 0.058333 | 0.00099127 | 0
7723 | 1 | 0.00018914 | 7.9735e-05 | 0 | 0.00011748 | 0.00011416 | 0 | 0.72858 | 0.9657 | 0.0001 | 0.10833 | 0.00071998 | 0
7724 | 1 | 0.00016874 | 7.5895e-05 | 0 | 8.8113e-05 | 0.00011416 | 0 | 0.72858 | 0.9535 | 0.0001 | 0.125 | 0.022384 | 0
7725 | 1 | 0.00014724 | 6.9473e-05 | 0 | 5.8742e-05 | 0.00011416 | 0 | 0.72218 | 0.9537 | 0.0001 | 0.125 | 0.04095 | 0
7726 | 1 | 0.0001277 | 6.3505e-05 | 0 | 3.7595e-05 | 0.00011416 | 0 | 0.73098 | 0.9559 | 0.0001 | 0.075 | 0.0314 | 0
7727 | 1 | 0.00012557 | 6.2109e-05 | 0 | 2.3497e-05 | 0.00011416 | 0 | 0.71978 | 0.9573 | 0.0001 | 0.033333 | 0.014105 | 0
7728 | 1 | 0.00011671 | 6.457e-05 | 0 | 9.3987e-06 | 0.00011416 | 0 | 0.68775 | 0.9607 | 0.0001 | 0.041667 | 0.0013373 | 0
7729 | 1 | 8.7937e-05 | 6.9508e-05 | 0 | 5.8742e-06 | 0.00011416 | 0 | 0.755 | 0.9662 | 0.0001 | 0.075 | 0.012942 | 0
7730 | 1 | 6.5965e-05 | 7.3557e-05 | 0 | 2.3497e-06 | 0.00011416 | 0 | 0.751 | 0.9653 | 0.0001 | 0.11667 | 0.065594 | 0
7731 | 1 | 5.2723e-05 | 7.525e-05 | 0 | 1.1748e-06 | 0.00011416 | 0 | 0.7518 | 0.9585 | 0.0001 | 0.11667 | 0.081082 | 0
7732 | 1 | 5.2385e-05 | 7.6035e-05 | 0 | 1.4098e-05 | 0.00011416 | 0 | 0.77742 | 0.944 | 0.0001 | 0.11667 | 0.053309 | 0
7733 | 1 | 5.6381e-05 | 7.7728e-05 | 0 | 3.7595e-05 | 0.00011416 | 0 | 0.7526 | 0.9316 | 0.0001 | 0.10833 | 0.015987 | 0
7734 | 1 | 7.3595e-05 | 7.874e-05 | 0 | 9.3987e-05 | 0.00011416 | 0 | 0.73739 | 0.9276 | 0.0001 | 0.091667 | 0.00095877 | 0
7735 | 1 | 0.00011689 | 7.956e-05 | 0 | 0.0001821 | 0.00011416 | 0 | 0.7438 | 0.9157 | 0.0001 | 0.066667 | 0.00053427 | 0
7736 | 1 | 0.00015758 | 8.2509e-05 | 0 | 0.0001586 | 0.00011416 | 0 | 0.70456 | 0.8827 | 0.0001 | 0.1 | 0.019475 | 0
7737 | 1 | 0.00016262 | 8.401e-05 | 0 | 0.00014685 | 0.00011416 | 0.0091149 | 0.65172 | 0.8501 | 0.0001 | 0.10833 | 0.03689 | 0.0091149
7738 | 1 | 0.00017007 | 7.9386e-05 | 0 | 0.00016448 | 0.00011416 | 0 | 0.61249 | 0.8352 | 0.0001 | 0.1 | 0.028935 | 0
7739 | 1 | 0.00017498 | 6.9683e-05 | 0 | 0.00018797 | 0.00011416 | 0 | 0.63491 | 0.8209 | 0.0001 | 0.1 | 0.013421 | 0
7740 | 1 | 0.00018382 | 6.3592e-05 | 0 | 0.00020677 | 0.00011416 | 0 | 0.60528 | 0.7946 | 0.0001 | 0.1 | 0.0013373 | 0
7741 | 1 | 0.00017899 | 6.8723e-05 | 0 | 0.00018797 | 0.00011416 | 0 | 0.59167 | 0.7138 | 0.0001 | 0.058333 | 0.012157 | 0
7742 | 1 | 0.00018185 | 7.6716e-05 | 0 | 0.00019032 | 0.00011416 | 0 | 0.59968 | 0.5402 | 0.0001 | 0.041667 | 0.062188 | 0
7743 | 1 | 0.00018079 | 8.0921e-05 | 0 | 0.00021382 | 0.00011416 | 0 | 0.42194 | 0.3684 | 0.0001 | 0.083333 | 0.076735 | 0
7744 | 1 | 0.00018313 | 8.4953e-05 | 0 | 0.00022322 | 0.00011416 | 0 | 0.30264 | 0.2671 | 0.0001 | 0.125 | 0.050594 | 0
7745 | 1 | 0.00019069 | 8.7396e-05 | 0 | 0.00022322 | 0.00011416 | 0 | 0.28743 | 0.2149 | 0.0001 | 0.10833 | 0.015193 | 0
7746 | 1 | 0.00021476 | 8.5302e-05 | 0 | 0.00016448 | 0.00011416 | 0 | 0.56926 | 0.2187 | 0.0001 | 0.066667 | 0.00094279 | 0
7747 | 1 | 0.00021026 | 8.6331e-05 | 0 | 0.00011748 | 0.00011416 | 0 | 0.61489 | 0.2806 | 0.0001 | 0.075 | 0.00045479 | 0
7748 | 1 | 0.00018559 | 9.1584e-05 | 0 | 8.8113e-05 | 0.00011416 | 0 | 0.41793 | 0.3828 | 0.0001 | 0.13333 | 0.01812 | 0
7749 | 1 | 0.00015721 | 9.9001e-05 | 0 | 5.8742e-05 | 0.00011416 | 0 | 0.26341 | 0.5139 | 0.0001 | 0.14167 | 0.034965 | 0
7750 | 1 | 0.00013107 | 0.00010464 | 0 | 3.7595e-05 | 0.00011416 | 0 | 0.21938 | 0.6069 | 0.0001 | 0.14167 | 0.027752 | 0
7751 | 1 | 0.00013013 | 0.00011178 | 0 | 2.3497e-05 | 0.00011416 | 0 | 0.26902 | 0.624 | 0.0001 | 0.13333 | 0.013088 | 0
7752 | 1 | 0.00012031 | 0.00011905 | 0 | 9.3987e-06 | 0.00011416 | 0 | 0.27462 | 0.633 | 0.0001 | 0.1 | 0.0013373 | 0
7753 | 1 | 9.5039e-05 | 0.00012275 | 0 | 5.8742e-06 | 0.00011416 | 0 | 0.29303 | 0.6493 | 0.0001 | 0.091667 | 0.012157 | 0
7754 | 1 | 7.513e-05 | 0.00012605 | 0 | 2.3497e-06 | 0.00011416 | 0 | 0.30905 | 0.6469 | 0.0001 | 0.083333 | 0.062188 | 0
7755 | 1 | 6.3944e-05 | 0.00012891 | 0 | 1.1748e-06 | 0.00011416 | 0 | 0.31305 | 0.6344 | 0.0001 | 0.083333 | 0.076735 | 0
7756 | 1 | 5.7532e-05 | 0.00013223 | 0 | 1.4098e-05 | 0.00011416 | 0 | 0.28102 | 0.6097 | 0.0001 | 0.083333 | 0.050594 | 0
7757 | 1 | 6.2881e-05 | 0.00013582 | 0 | 3.7595e-05 | 0.00011416 | 0 | 0.29704 | 0.5681 | 0.0001 | 0.083333 | 0.015193 | 0
7758 | 1 | 8.1504e-05 | 0.00013982 | 0 | 9.3987e-05 | 0.00011416 | 0 | 0.27302 | 0.5109 | 0.0001 | 0.075 | 0.00094279 | 0
7759 | 1 | 0.00011853 | 0.00014345 | 0 | 0.0001821 | 0.00011416 | 0 | 0.2554 | 0.4603 | 0.0001 | 0.083333 | 0.00045479 | 0
7760 | 1 | 0.00016043 | 0.00014704 | 0 | 0.0001586 | 0.00011416 | 0 | 0.2466 | 0.4132 | 0.0001 | 0.083333 | 0.01812 | 0
7761 | 1 | 0.00017172 | 0.00014697 | 0 | 0.00014685 | 0.00011416 | 0 | 0.24339 | 0.3821 | 0.0001 | 0.1 | 0.034965 | 0
7762 | 1 | 0.00017854 | 0.00014568 | 0 | 0.00016448 | 0.00011416 | 0 | 0.20737 | 0.372 | 0.0001 | 0.11667 | 0.027752 | 0
7763 | 1 | 0.00017949 | 0.00014678 | 0 | 0.00018797 | 0.00011416 | 0 | 0.16093 | 0.3438 | 0.0001 | 0.13333 | 0.013088 | 0
7764 | 1 | 0.00018336 | 0.00014921 | 0 | 0.00020677 | 0.00011416 | 0 | 0.13611 | 0.3596 | 0.0001 | 0.13333 | 0.0013373 | 0
7765 | 1 | 0.00017474 | 0.00015338 | 0 | 0.00018797 | 0.00011416 | 0 | 0.15612 | 0.3814 | 0.0001 | 0.13333 | 0.01376 | 0
7766 | 1 | 0.0001731 | 0.00015879 | 0 | 0.00019032 | 0.00011416 | 0 | 0.16733 | 0.3977 | 0.0001 | 0.13333 | 0.069123 | 0
7767 | 1 | 0.00016802 | 0.0001643 | 0 | 0.00021382 | 0.00011416 | 0.0035323 | 0.19135 | 0.4773 | 0.0001 | 0.13333 | 0.08559 | 0.0035323
7768 | 1 | 0.00016391 | 0.00017216 | 0 | 0.00022322 | 0.00011416 | 0 | 0.17374 | 0.55 | 0.0001 | 0.13333 | 0.056119 | 0
7769 | 1 | 0.00016494 | 0.00018566 | 0 | 0.00022322 | 0.00011416 | 0 | 0.19135 | 0.6187 | 0.0001 | 0.14167 | 0.016808 | 0
7770 | 1 | 0.00018474 | 0.00019069 | 0 | 0.00016448 | 0.00011416 | 0 | 0.22018 | 0.6747 | 0.0001 | 0.13333 | 0.00097493 | 0
7771 | 1 | 0.00017966 | 0.00019394 | 0 | 0.00011748 | 0.00011416 | 0 | 0.27782 | 0.7148 | 0.0001 | 0.13333 | 0.00062252 | 0
7772 | 1 | 0.00015936 | 0.00019804 | 0 | 8.8113e-05 | 0.00011416 | 0 | 0.32426 | 0.74 | 0.0001 | 0.125 | 0.020896 | 0
7773 | 1 | 0.0001325 | 0.00020025 | 0 | 5.8742e-05 | 0.00011416 | 0 | 0.34267 | 0.7858 | 0.0001 | 0.13333 | 0.038885 | 0
7774 | 1 | 0.0001123 | 0.00020188 | 0 | 3.7595e-05 | 0.00011416 | 0 | 0.3811 | 0.8143 | 0.0001 | 0.13333 | 0.030151 | 0
7775 | 1 | 0.00011755 | 0.00020198 | 0 | 2.3497e-05 | 0.00011416 | 0 | 0.43074 | 0.7991 | 0.0001 | 0.13333 | 0.01376 | 0
7776 | 1 | 0.00011179 | 0.000202 | 0 | 9.3987e-06 | 0.00011416 | 0 | 0.41713 | 0.7577 | 0.0001 | 0.125 | 0.0013373 | 0
7777 | 1 | 8.7353e-05 | 0.00020423 | 0 | 5.8742e-06 | 0.00011416 | 0 | 0.42034 | 0.7107 | 0.0001 | 0.125 | 0.015499 | 0
7778 | 1 | 6.7186e-05 | 0.0002077 | 0 | 2.3497e-06 | 0.00011416 | 0 | 0.3739 | 0.6643 | 0.0001 | 0.125 | 0.076556 | 0
7779 | 1 | 5.538e-05 | 0.00021163 | 0 | 1.1748e-06 | 0.00011416 | 0 | 0.31625 | 0.6252 | 0.0001 | 0.125 | 0.095102 | 0
7780 | 1 | 4.6852e-05 | 0.00021727 | 0 | 1.4098e-05 | 0.00011416 | 0 | 0.27302 | 0.5994 | 0.0001 | 0.125 | 0.062032 | 0
7781 | 1 | 4.1432e-05 | 0.00022406 | 0 | 3.7595e-05 | 0.00011416 | 0 | 0.23459 | 0.6083 | 0.0001 | 0.125 | 0.018534 | 0
7782 | 1 | 4.0045e-05 | 0.00023088 | 0 | 9.3987e-05 | 0.00011416 | 0 | 0.20336 | 0.6263 | 0.0001 | 0.11667 | 0.0010078 | 0
7783 | 1 | 5.2379e-05 | 0.00023713 | 0 | 0.0001821 | 0.00011416 | 0 | 0.20416 | 0.6466 | 0.0001 | 0.13333 | 0.00082711 | 0
7784 | 1 | 6.5399e-05 | 0.00024248 | 0 | 0.0001586 | 0.00011416 | 0 | 0.21377 | 0.5849 | 0.0001 | 0.10833 | 0.023942 | 0
7785 | 1 | 8.4208e-05 | 0.00023819 | 0 | 0.00014685 | 0.00011416 | 0.25453 | 0.22738 | 0.4598 | 0.0001 | 0.11667 | 0.043087 | 0.25453
7786 | 1 | 0.00010672 | 0.00022681 | 0 | 0.00016448 | 0.00011416 | 0.31192 | 0.26021 | 0.5527 | 0.0001 | 0.13333 | 0.032684 | 0.31192
7787 | 1 | 0.00012077 | 0.00021238 | 0 | 0.00018797 | 0.00011416 | 0 | 0.28183 | 0.8457 | 0.0001 | 0.125 | 0.014455 | 0
7788 | 1 | 0.00013194 | 0.00019975 | 0 | 0.00020677 | 0.00011416 | 0 | 0.30584 | 0.9519 | 0.0001 | 0.125 | 0.0013373 | 0
7789 | 1 | 0.00013551 | 0.00019141 | 0 | 0.00018797 | 0.00011416 | 0 | 0.32346 | 0.9644 | 0.0001 | 0.10833 | 0.017378 | 0
7790 | 1 | 0.00013212 | 0.00018676 | 0 | 0.00019032 | 0.00011416 | 0 | 0.31465 | 0.9522 | 0.0001 | 0.091667 | 0.084504 | 0
7791 | 1 | 0.00012499 | 0.00018605 | 0 | 0.00021382 | 0.00011416 | 0.19365 | 0.33627 | 0.9315 | 0.0001 | 0.10833 | 0.10529 | 0.19365
7792 | 1 | 0.00012308 | 0.00019046 | 0 | 0.00022322 | 0.00011416 | 0 | 0.34828 | 0.916 | 0.0001 | 0.10833 | 0.068347 | 0
7793 | 1 | 0.00012544 | 0.00019832 | 0 | 0.00022322 | 0.00011416 | 0 | 0.39151 | 0.9081 | 0.0001 | 0.1 | 0.020374 | 0
7794 | 1 | 0.00014578 | 0.00020608 | 0 | 0.00016448 | 0.00011416 | 0 | 0.42514 | 0.9126 | 0.0001 | 0.1 | 0.0010414 | 0
7795 | 1 | 0.00014221 | 0.00021317 | 0 | 0.00011748 | 0.00011416 | 0 | 0.36509 | 0.8874 | 0.0001 | 0.1 | 0.0010722 | 0
7796 | 1 | 0.0001245 | 0.00021526 | 0 | 8.8113e-05 | 0.00011416 | 0 | 0.36589 | 0.8392 | 0.0001 | 0.10833 | 0.02727 | 0
7797 | 1 | 0.00010944 | 0.00021634 | 0 | 5.8742e-05 | 0.00011416 | 0 | 0.38511 | 0.784 | 0.0001 | 0.11667 | 0.047581 | 0
7798 | 1 | 9.2384e-05 | 0.0002183 | 0 | 3.7595e-05 | 0.00011416 | 0 | 0.28343 | 0.7147 | 0.0001 | 0.10833 | 0.035355 | 0
7799 | 1 | 9.2873e-05 | 0.00022078 | 0 | 2.3497e-05 | 0.00011416 | 0 | 0.245 | 0.6378 | 0.0001 | 0.1 | 0.015172 | 0
7800 | 1 | 9.2545e-05 | 0.00022409 | 0 | 9.3987e-06 | 0.00011416 | 0 | 0.22338 | 0.5787 | 0.0001 | 0.1 | 0.0013373 | 0
7801 | 1 | 7.7301e-05 | 0.0002291 | 0 | 5.8742e-06 | 0.00011416 | 0 | 0.19456 | 0.5343 | 0.0001 | 0.1 | 0.020473 | 0
7802 | 1 | 5.8744e-05 | 0.00023458 | 0 | 2.3497e-06 | 0.00011416 | 0 | 0.17694 | 0.5045 | 0.0001 | 0.1 | 0.097428 | 0
7803 | 1 | 4.4354e-05 | 0.00023756 | 0 | 1.1748e-06 | 0.00011416 | 0 | 0.13371 | 0.4909 | 0.0001 | 0.1 | 0.12191 | 0
7804 | 1 | 3.7747e-05 | 0.00023769 | 0 | 1.4098e-05 | 0.00011416 | 0 | 0.14732 | 0.4812 | 0.0001 | 0.1 | 0.0786 | 0
7805 | 1 | 3.4762e-05 | 0.0002387 | 0 | 3.7595e-05 | 0.00011416 | 0 | 0.16013 | 0.4584 | 0.0001 | 0.1 | 0.023356 | 0
7806 | 1 | 3.6867e-05 | 0.00023824 | 0 | 9.3987e-05 | 0.00011416 | 0 | 0.15132 | 0.431 | 0.0001 | 0.1 | 0.0010931 | 0
7807 | 1 | 4.2542e-05 | 0.00023585 | 0 | 0.0001821 | 0.00011416 | 0 | 0.1201 | 0.4034 | 0.0001 | 0.1 | 0.0015239 | 0
7808 | 1 | 4.8094e-05 | 0.00023233 | 0 | 0.0001586 | 0.00011416 | 0 | 0.10649 | 0.3732 | 0.0001 | 0.1 | 0.032819 | 0
7809 | 1 | 5.9602e-05 | 0.00022317 | 0 | 0.00014685 | 0.00011416 | 0.11835 | 0.10568 | 0.3317 | 0.0001 | 0.1 | 0.054893 | 0.11835
7810 | 1 | 8.2567e-05 | 0.00021116 | 0 | 0.00016448 | 0.00011416 | 0.017182 | 0.10328 | 0.2959 | 0.0001 | 0.1 | 0.039629 | 0.017182
7811 | 1 | 0.00010067 | 0.00020029 | 0 | 0.00018797 | 0.00011416 | 0.0090257 | 0.081665 | 0.2751 | 0.0001 | 0.1 | 0.016293 | 0.0090257
7812 | 1 | 0.00011496 | 0.00019395 | 0 | 0.00020677 | 0.00011416 | 0 | 0.076061 | 0.2581 | 0.0001 | 0.091667 | 0.0013373 | 0
7813 | 1 | 0.00011947 | 0.00019217 | 0 | 0.00018797 | 0.00011416 | 0.0086246 | 0.056845 | 0.2657 | 0.0001 | 0.091667 | 0.023914 | 0.0086246
7814 | 1 | 0.00010583 | 0.00019491 | 0 | 0.00019032 | 0.00011416 | 0.012224 | 0.051241 | 0.3008 | 0.0001 | 0.091667 | 0.11161 | 0.012224
7815 | 1 | 9.7268e-05 | 0.00020154 | 0 | 0.00021382 | 0.00011416 | 0 | 0.057646 | 0.336 | 0.0001 | 0.091667 | 0.14018 | 0
7816 | 1 | 9.3458e-05 | 0.00021385 | 0 | 0.00022322 | 0.00011416 | 0 | 0.086469 | 0.3555 | 0.0001 | 0.091667 | 0.089831 | 0
7817 | 1 | 9.7297e-05 | 0.00022224 | 0 | 0.00022322 | 0.00011416 | 0 | 0.091273 | 0.3588 | 0.0001 | 0.091667 | 0.026617 | 0
7818 | 1 | 0.00012188 | 0.00022509 | 0 | 0.00016448 | 0.00011416 | 0 | 0.092874 | 0.3549 | 0.0001 | 0.091667 | 0.0011466 | 0
7819 | 1 | 0.00013229 | 0.00023104 | 0 | 0.00011748 | 0.00011416 | 0 | 0.099279 | 0.3456 | 0.0001 | 0.091667 | 0.0020875 | 0
7820 | 1 | 0.00012334 | 0.00024254 | 0 | 8.8113e-05 | 0.00011416 | 0 | 0.11289 | 0.3432 | 0.0001 | 0.1 | 0.039075 | 0
7821 | 1 | 0.00010921 | 0.00025378 | 0 | 5.8742e-05 | 0.00011416 | 0 | 0.11049 | 0.3411 | 0.0001 | 0.091667 | 0.062917 | 0
7822 | 1 | 9.2715e-05 | 0.00026189 | 0 | 3.7595e-05 | 0.00011416 | 0 | 0.093675 | 0.3168 | 0.0001 | 0.1 | 0.044234 | 0
7823 | 1 | 9.2737e-05 | 0.00026819 | 0 | 2.3497e-05 | 0.00011416 | 0 | 0.089672 | 0.2694 | 0.0001 | 0.10833 | 0.017467 | 0
7824 | 1 | 8.9882e-05 | 0.00027386 | 0 | 9.3987e-06 | 0.00011416 | 0 | 0.11049 | 0.2179 | 0.0001 | 0.10833 | 0.0013373 | 0
7825 | 1 | 6.8766e-05 | 0.00027781 | 0 | 5.8742e-06 | 0.00011416 | 0 | 0.10168 | 0.1797 | 0.0001 | 0.10833 | 0.027722 | 0
7826 | 1 | 5.3687e-05 | 0.0002799 | 0 | 2.3497e-06 | 0.00011416 | 0 | 0.094476 | 0.1513 | 0.0001 | 0.10833 | 0.1271 | 0
7827 | 1 | 3.9062e-05 | 0.00028165 | 0 | 1.1748e-06 | 0.00011416 | 0 | 0.083267 | 0.1281 | 0.0001 | 0.10833 | 0.1602 | 0
7828 | 1 | 3.3682e-05 | 0.00028503 | 0 | 1.4098e-05 | 0.00011416 | 0 | 0.094476 | 0.0988 | 0.0001 | 0.10833 | 0.10208 | 0
7829 | 1 | 3.6407e-05 | 0.00028882 | 0 | 3.7595e-05 | 0.00011416 | 0 | 0.067254 | 0.0708 | 0.0001 | 0.10833 | 0.030167 | 0
7830 | 1 | 5.4643e-05 | 0.00029067 | 0 | 9.3987e-05 | 0.00011416 | 0 | 0.054444 | 0.048 | 0.0001 | 0.10833 | 0.0012018 | 0
7831 | 1 | 9.8772e-05 | 0.00028894 | 0 | 0.0001821 | 0.00011416 | 0 | 0.047238 | 0.0309 | 0.0001 | 0.10833 | 0.0027751 | 0
7832 | 1 | 0.0001397 | 0.00028044 | 0 | 0.0001586 | 0.00011416 | 0 | 0.032026 | 0.016 | 0.0001 | 0.10833 | 0.046078 | 0
7833 | 1 | 0.00015175 | 0.0002561 | 0 | 0.00014685 | 0.00011416 | 0.086112 | 0.017614 | 0.0047 | 0.0001 | 0.10833 | 0.071687 | 0.086112
7834 | 1 | 0.00016338 | 0.00022971 | 0 | 0.00016448 | 0.00011416 | 0.055725 | 0.011209 | 0.0017 | 0.0001 | 0.10833 | 0.049183 | 0.055725
7835 | 1 | 0.00016958 | 0.00020783 | 0 | 0.00018797 | 0.00011416 | 0.17016 | 0.0080064 | 0.0043 | 0.0001 | 0.10833 | 0.018696 | 0.17016
7836 | 1 | 0.00017481 | 0.00018474 | 0 | 0.00020677 | 0.00011416 | 0.020213 | 0.0040032 | 0.0196 | 0.0001 | 0.11667 | 0.0013373 | 0.020213
7837 | 1 | 0.00016365 | 0.00017371 | 0 | 0.00018797 | 0.00011416 | 0 | 0.0032026 | 0.0498 | 0.0001 | 0.10833 | 0.031913 | 0
7838 | 1 | 0.00016063 | 0.00017423 | 0 | 0.00019032 | 0.00011416 | 0.018519 | 0.0056045 | 0.0863 | 0.0001 | 0.11667 | 0.14396 | 0.018519
7839 | 1 | 0.00015483 | 0.00018669 | 0 | 0.00021382 | 0.00011416 | 0.10324 | 0.0088071 | 0.1316 | 0.0001 | 0.125 | 0.18203 | 0.10324
7840 | 1 | 0.00015118 | 0.00023133 | 0 | 0.00022322 | 0.00011416 | 0 | 0.014412 | 0.1853 | 0.0001 | 0.15 | 0.1154 | 0
7841 | 1 | 0.00015474 | 0.00025734 | 0 | 0.00022322 | 0.00011416 | 0 | 0.032026 | 0.2439 | 0.0001 | 0.15833 | 0.03402 | 0
7842 | 1 | 0.00018705 | 0.00026303 | 0 | 0.00016448 | 0.00011416 | 0 | 0.073659 | 0.3197 | 0.0001 | 0.15833 | 0.0012587 | 0
7843 | 1 | 0.00018609 | 0.00026795 | 0 | 0.00011748 | 0.00011416 | 0 | 0.096878 | 0.3936 | 0.0001 | 0.15833 | 0.0035994 | 0
7844 | 1 | 0.00016536 | 0.00027222 | 0 | 8.8113e-05 | 0.00011416 | 0 | 0.1201 | 0.4493 | 0.0001 | 0.15833 | 0.053873 | 0
7845 | 1 | 0.00014204 | 0.00027292 | 0 | 5.8742e-05 | 0.00011416 | 0 | 0.14412 | 0.5011 | 0.0001 | 0.15833 | 0.081237 | 0
7846 | 1 | 0.00012046 | 0.00027098 | 0 | 3.7595e-05 | 0.00011416 | 0 | 0.21697 | 0.5585 | 0.0001 | 0.15833 | 0.054488 | 0
7847 | 1 | 0.00012175 | 0.00027004 | 0 | 2.3497e-05 | 0.00011416 | 0 | 0.25861 | 0.6178 | 0.0001 | 0.15833 | 0.019982 | 0
7848 | 1 | 0.00011459 | 0.00026901 | 0 | 9.3987e-06 | 0.00011416 | 0 | 0.31465 | 0.6615 | 0.0001 | 0.15833 | 0.0013373 | 0
7849 | 1 | 9.5988e-05 | 0.00026812 | 0 | 5.8742e-06 | 0.00011416 | 0 | 0.35709 | 0.6884 | 0.0001 | 0.16667 | 0.03493 | 0
7850 | 1 | 7.8636e-05 | 0.00026596 | 0 | 2.3497e-06 | 0.00011416 | 0 | 0.3771 | 0.7155 | 0.0001 | 0.16667 | 0.15599 | 0
7851 | 1 | 6.3528e-05 | 0.00026428 | 0 | 1.1748e-06 | 0.00011416 | 0 | 0.41473 | 0.7322 | 0.0001 | 0.16667 | 0.19764 | 0
7852 | 1 | 5.8783e-05 | 0.00026332 | 0 | 1.4098e-05 | 0.00011416 | 0 | 0.46117 | 0.7435 | 0.0001 | 0.16667 | 0.1249 | 0
7853 | 1 | 5.8868e-05 | 0.00026296 | 0 | 3.7595e-05 | 0.00011416 | 0 | 0.46117 | 0.7745 | 0.0001 | 0.16667 | 0.036762 | 0
7854 | 1 | 7.5321e-05 | 0.0002639 | 0 | 9.3987e-05 | 0.00011416 | 0 | 0.52362 | 0.8206 | 0.0001 | 0.16667 | 0.0012976 | 0
7855 | 1 | 0.00011366 | 0.00026652 | 0 | 0.0001821 | 0.00011416 | 0 | 0.57806 | 0.8622 | 0.0001 | 0.15833 | 0.0042308 | 0
7856 | 1 | 0.00015096 | 0.00026962 | 0 | 0.0001586 | 0.00011416 | 0 | 0.59648 | 0.8837 | 0.0001 | 0.15 | 0.059529 | 0
7857 | 1 | 0.00016225 | 0.00026693 | 0 | 0.00014685 | 0.00011416 | 0.067671 | 0.63251 | 0.888 | 0.0001 | 0.15833 | 0.088053 | 0.067671
7858 | 1 | 0.00017393 | 0.00025885 | 0 | 0.00016448 | 0.00011416 | 0 | 0.65092 | 0.8852 | 0.0001 | 0.15 | 0.058228 | 0
7859 | 1 | 0.00017773 | 0.00025212 | 0 | 0.00018797 | 0.00011416 | 0 | 0.67174 | 0.8544 | 0.0001 | 0.15 | 0.020871 | 0
7860 | 1 | 0.0001844 | 0.00024833 | 0 | 0.00020677 | 0.00011416 | 0.25918 | 0.73579 | 0.7697 | 0.0001 | 0.14167 | 0.0013373 | 0.25918
7861 | 1 | 0.00017738 | 0.00024554 | 0 | 0.00018797 | 0.00011416 | 0.020458 | 0.7526 | 0.5782 | 0.0001 | 0.125 | 0.039802 | 0.020458
7862 | 1 | 0.00018048 | 0.00024683 | 0 | 0.00019032 | 0.00011416 | 0 | 0.751 | 0.3647 | 0.0001 | 0.125 | 0.17527 | 0
7863 | 1 | 0.00018074 | 0.0002488 | 0 | 0.00021382 | 0.00011416 | 0 | 0.76061 | 0.3134 | 0.0001 | 0.15833 | 0.22268 | 0
7864 | 1 | 0.00018196 | 0.00024934 | 0 | 0.00022322 | 0.00011416 | 0 | 0.73018 | 0.3776 | 0.0001 | 0.16667 | 0.14009 | 0
7865 | 1 | 0.00019028 | 0.00024489 | 0 | 0.00022322 | 0.00011416 | 0 | 0.70697 | 0.4646 | 0.0001 | 0.16667 | 0.041147 | 0
7866 | 1 | 0.00020611 | 0.00024015 | 0 | 0.00016448 | 0.00011416 | 0 | 0.64612 | 0.5283 | 0.0001 | 0.15833 | 0.0013575 | 0
7867 | 1 | 0.00020181 | 0.00023437 | 0 | 0.00011748 | 0.00011416 | 0 | 0.51241 | 0.5468 | 0.0001 | 0.14167 | 0.0053101 | 0
7868 | 1 | 0.0001816 | 0.00022838 | 0 | 8.8113e-05 | 0.00011416 | 0 | 0.45156 | 0.5407 | 0.0001 | 0.13333 | 0.068734 | 0
7869 | 1 | 0.00015919 | 0.00022282 | 0 | 5.8742e-05 | 0.00011416 | 0 | 0.3739 | 0.5293 | 0.0001 | 0.14167 | 0.098975 | 0
7870 | 1 | 0.00013667 | 0.00021589 | 0 | 3.7595e-05 | 0.00011416 | 0 | 0.33387 | 0.5227 | 0.0001 | 0.16667 | 0.064153 | 0
7871 | 1 | 0.00014045 | 0.00020898 | 0 | 2.3497e-05 | 0.00011416 | 0 | 0.33147 | 0.522 | 0.0001 | 0.15833 | 0.022253 | 0
7872 | 1 | 0.0001327 | 0.00020118 | 0 | 9.3987e-06 | 0.00011416 | 0 | 0.30104 | 0.5065 | 0.0001 | 0.15833 | 0.0013373 | 0
7873 | 1 | 0.00011405 | 0.00019617 | 0 | 5.8742e-06 | 0.00011416 | 0 | 0.253 | 0.4742 | 0.0001 | 0.16667 | 0.04329 | 0
7874 | 1 | 9.7422e-05 | 0.00019411 | 0 | 2.3497e-06 | 0.00011416 | 0 | 0.22338 | 0.4274 | 0.0001 | 0.15833 | 0.18897 | 0
7875 | 1 | 8.4147e-05 | 0.00019158 | 0 | 1.1748e-06 | 0.00011416 | 0 | 0.20817 | 0.4069 | 0.0001 | 0.13333 | 0.2405 | 0
7876 | 1 | 7.7764e-05 | 0.0001902 | 0 | 1.4098e-05 | 0.00011416 | 0 | 0.20496 | 0.4146 | 0.0001 | 0.11667 | 0.15088 | 0
7877 | 1 | 7.7679e-05 | 0.00019071 | 0 | 3.7595e-05 | 0.00011416 | 0 | 0.20096 | 0.4463 | 0.0001 | 0.10833 | 0.044255 | 0
7878 | 1 | 9.3339e-05 | 0.00019135 | 0 | 9.3987e-05 | 0.00011416 | 0 | 0.22418 | 0.4939 | 0.0001 | 0.13333 | 0.0013984 | 0
7879 | 1 | 0.00013215 | 0.00019189 | 0 | 0.0001821 | 0.00011416 | 0 | 0.253 | 0.5297 | 0.0001 | 0.125 | 0.006123 | 0
7880 | 1 | 0.00017252 | 0.00019231 | 0 | 0.0001586 | 0.00011416 | 0 | 0.26341 | 0.5545 | 0.0001 | 0.125 | 0.07537 | 0
7881 | 1 | 0.0001771 | 0.00018577 | 0 | 0.00014685 | 0.00011416 | 0.1873 | 0.25861 | 0.5884 | 0.0001 | 0.11667 | 0.10674 | 0.1873
7882 | 1 | 0.00018438 | 0.00017535 | 0 | 0.00016448 | 0.00011416 | 0 | 0.253 | 0.5972 | 0.0001 | 0.125 | 0.068319 | 0
7883 | 1 | 0.00018809 | 0.00016369 | 0 | 0.00018797 | 0.00011416 | 0 | 0.21938 | 0.5942 | 0.0001 | 0.14167 | 0.023208 | 0
7884 | 1 | 0.00019369 | 0.00015502 | 0 | 0.00020677 | 0.00011416 | 0.25251 | 0.23139 | 0.5985 | 0.0001 | 0.13333 | 0.0013373 | 0.25251
7885 | 1 | 0.00018005 | 0.00015294 | 0 | 0.00018797 | 0.00011416 | 0.10605 | 0.2506 | 0.6049 | 0.0001 | 0.13333 | 0.045108 | 0.10605
7886 | 1 | 0.00018191 | 0.00015598 | 0 | 0.00019032 | 0.00011416 | 0.50319 | 0.21217 | 0.5858 | 0.0001 | 0.14167 | 0.19607 | 0.50319
7887 | 1 | 0.00017581 | 0.0001657 | 0 | 0.00021382 | 0.00011416 | 0 | 0.18415 | 0.5767 | 0.0001 | 0.14167 | 0.24976 | 0
7888 | 1 | 0.00018381 | 0.0001831 | 0 | 0.00022322 | 0.00011416 | 0 | 0.2442 | 0.5891 | 0.0001 | 0.11667 | 0.15647 | 0
7889 | 1 | 0.00018746 | 0.00019219 | 0 | 0.00022322 | 0.00011416 | 0 | 0.2554 | 0.6184 | 0.0001 | 0.11667 | 0.045866 | 0
7890 | 1 | 0.00021286 | 0.00019399 | 0 | 0.00016448 | 0.00011416 | 0 | 0.20977 | 0.6365 | 0.0001 | 0.14167 | 0.0014192 | 0
7891 | 1 | 0.00020594 | 0.00019743 | 0 | 0.00011748 | 0.00011416 | 0 | 0.15693 | 0.6319 | 0.0001 | 0.14167 | 0.0065588 | 0
7892 | 1 | 0.00018565 | 0.00020217 | 0 | 8.8113e-05 | 0.00011416 | 0 | 0.16813 | 0.6155 | 0.0001 | 0.14167 | 0.078843 | 0
7893 | 1 | 0.0001606 | 0.00020455 | 0 | 5.8742e-05 | 0.00011416 | 0 | 0.18575 | 0.5989 | 0.0001 | 0.14167 | 0.11077 | 0
7894 | 1 | 0.00013968 | 0.00020763 | 0 | 3.7595e-05 | 0.00011416 | 0 | 0.19295 | 0.5667 | 0.0001 | 0.15 | 0.070468 | 0
7895 | 1 | 0.00014106 | 0.00020935 | 0 | 2.3497e-05 | 0.00011416 | 0 | 0.19776 | 0.5249 | 0.0001 | 0.14167 | 0.023696 | 0
7896 | 1 | 0.00013396 | 0.0002091 | 0 | 9.3987e-06 | 0.00011416 | 0 | 0.19536 | 0.4774 | 0.0001 | 0.14167 | 0.0013373 | 0
7897 | 1 | 0.00011031 | 0.00021116 | 0 | 5.8742e-06 | 0.00011416 | 0 | 0.20977 | 0.4161 | 0.0001 | 0.14167 | 0.048895 | 0
7898 | 1 | 9.0949e-05 | 0.00021448 | 0 | 2.3497e-06 | 0.00011416 | 0 | 0.18975 | 0.3534 | 0.0001 | 0.14167 | 0.21082 | 0
7899 | 1 | 7.859e-05 | 0.0002195 | 0 | 1.1748e-06 | 0.00011416 | 0 | 0.18415 | 0.3112 | 0.0001 | 0.14167 | 0.26898 | 0
7900 | 1 | 7.2651e-05 | 0.00022439 | 0 | 1.4098e-05 | 0.00011416 | 0 | 0.15452 | 0.2801 | 0.0001 | 0.14167 | 0.16807 | 0
7901 | 1 | 7.5126e-05 | 0.00023221 | 0 | 3.7595e-05 | 0.00011416 | 0 | 0.15853 | 0.241 | 0.0001 | 0.13333 | 0.049205 | 0
7902 | 1 | 9.0534e-05 | 0.00024048 | 0 | 9.3987e-05 | 0.00011416 | 0 | 0.14972 | 0.1893 | 0.0001 | 0.125 | 0.0014614 | 0
7903 | 1 | 0.00013017 | 0.00024585 | 0 | 0.0001821 | 0.00011416 | 0 | 0.13451 | 0.1503 | 0.0001 | 0.125 | 0.0074916 | 0
7904 | 1 | 0.00016464 | 0.0002465 | 0 | 0.0001586 | 0.00011416 | 0 | 0.11289 | 0.1206 | 0.0001 | 0.125 | 0.086105 | 0
7905 | 1 | 0.0001699 | 0.00022523 | 0 | 0.00014685 | 0.00011416 | 0.21462 | 0.089672 | 0.0911 | 0.0001 | 0.13333 | 0.11912 | 0.21462
7906 | 1 | 0.00017595 | 0.00019411 | 0 | 0.00016448 | 0.00011416 | 0.4385 | 0.052842 | 0.0604 | 0.0001 | 0.15 | 0.0749 | 0.4385
7907 | 1 | 0.00017443 | 0.00017444 | 0 | 0.00018797 | 0.00011416 | 0.57523 | 0.020016 | 0.0437 | 0.0001 | 0.16667 | 0.024691 | 0.57523
7908 | 1 | 0.00018086 | 0.00015573 | 0 | 0.00020677 | 0.00011416 | 0.68077 | 0.0096077 | 0.0333 | 0.0001 | 0.16667 | 0.0013373 | 0.68077
7909 | 1 | 0.00017096 | 0.00014574 | 0 | 0.00018797 | 0.00011416 | 0.46619 | 0.0056045 | 0.0267 | 0.0001 | 0.18333 | 0.050866 | 0.46619
7910 | 1 | 0.00016941 | 0.00014259 | 0 | 0.00019032 | 0.00011416 | 0.0063514 | 0.0040032 | 0.02 | 0.0001 | 0.16667 | 0.21846 | 0.0063514
7911 | 1 | 0.0001646 | 0.00015329 | 0 | 0.00021382 | 0.00011416 | 0.065208 | 0.0048038 | 0.0166 | 0.0001 | 0.15833 | 0.27895 | 0.065208
7912 | 1 | 0.00016226 | 0.00017807 | 0 | 0.00022322 | 0.00011416 | 0 | 0.0064051 | 0.0144 | 0.0001 | 0.175 | 0.17408 | 0
7913 | 1 | 0.00016806 | 0.00018764 | 0 | 0.00022322 | 0.00011416 | 0 | 0.0072058 | 0.0098 | 0.0001 | 0.18333 | 0.050934 | 0
7914 | 1 | 0.00020437 | 0.00018675 | 0 | 0.00016448 | 0.00011416 | 0 | 0.01201 | 0.0092 | 0.0001 | 0.18333 | 0.0014827 | 0
7915 | 1 | 0.00020289 | 0.00019278 | 0 | 0.00011748 | 0.00011416 | 0 | 0.016813 | 0.0145 | 0.0001 | 0.15 | 0.0079894 | 0
7916 | 1 | 0.00018281 | 0.00021093 | 0 | 8.8113e-05 | 0.00011416 | 0 | 0.022418 | 0.0287 | 0.0001 | 0.15 | 0.089897 | 0
7917 | 1 | 0.00015694 | 0.00023283 | 0 | 5.8742e-05 | 0.00011416 | 0 | 0.030424 | 0.0575 | 0.0001 | 0.175 | 0.12346 | 0
7918 | 1 | 0.00013428 | 0.00024573 | 0 | 3.7595e-05 | 0.00011416 | 0 | 0.038431 | 0.0954 | 0.0001 | 0.18333 | 0.077184 | 0
7919 | 1 | 0.00013739 | 0.00025273 | 0 | 2.3497e-05 | 0.00011416 | 0 | 0.059247 | 0.1318 | 0.0001 | 0.175 | 0.025199 | 0
7920 | 1 | 0.00013096 | 0.00025259 | 0 | 9.3987e-06 | 0.00011416 | 0 | 0.089672 | 0.1649 | 0.0001 | 0.175 | 0.0013373 | 0
7921 | 1 | 0.00010739 | 0.00024563 | 0 | 5.8742e-06 | 0.00011416 | 0 | 0.1217 | 0.1926 | 0.0001 | 0.14167 | 0.052888 | 0
7922 | 1 | 8.8403e-05 | 0.00024147 | 0 | 2.3497e-06 | 0.00011416 | 0 | 0.17374 | 0.2124 | 0.0001 | 0.13333 | 0.22628 | 0
7923 | 1 | 7.5518e-05 | 0.0002432 | 0 | 1.1748e-06 | 0.00011416 | 0 | 0.19215 | 0.2328 | 0.0001 | 0.14167 | 0.28916 | 0
7924 | 1 | 7.0377e-05 | 0.00024353 | 0 | 1.4098e-05 | 0.00011416 | 0 | 0.23058 | 0.2503 | 0.0001 | 0.175 | 0.18023 | 0
7925 | 1 | 7.2262e-05 | 0.00024503 | 0 | 3.7595e-05 | 0.00011416 | 0 | 0.26821 | 0.2753 | 0.0001 | 0.16667 | 0.052702 | 0
7926 | 1 | 8.9142e-05 | 0.00024659 | 0 | 9.3987e-05 | 0.00011416 | 0 | 0.33147 | 0.3096 | 0.0001 | 0.16667 | 0.0015043 | 0
7927 | 1 | 0.00012969 | 0.00024931 | 0 | 0.0001821 | 0.00011416 | 0 | 0.36589 | 0.347 | 0.0001 | 0.13333 | 0.0085089 | 0
7928 | 1 | 0.00016581 | 0.00025215 | 0 | 0.0001586 | 0.00011416 | 0 | 0.38431 | 0.3804 | 0.0001 | 0.10833 | 0.0938 | 0
7929 | 1 | 0.00017005 | 0.00025009 | 0 | 0.00014685 | 0.00011416 | 0.19248 | 0.35148 | 0.4136 | 0.0001 | 0.125 | 0.12789 | 0.19248
7930 | 1 | 0.00017626 | 0.00023957 | 0 | 0.00016448 | 0.00011416 | 0.43326 | 0.36189 | 0.4655 | 0.0001 | 0.15 | 0.079513 | 0.43326
7931 | 1 | 0.00017918 | 0.00022446 | 0 | 0.00018797 | 0.00011416 | 0 | 0.34828 | 0.5257 | 0.0001 | 0.175 | 0.025714 | 0
7932 | 1 | 0.0001813 | 0.00021086 | 0 | 0.00020677 | 0.00011416 | 0 | 0.31305 | 0.5915 | 0.0001 | 0.15 | 0.0013373 | 0
7933 | 1 | 0.00017246 | 0.00020305 | 0 | 0.00018797 | 0.00011416 | 0 | 0.32186 | 0.6453 | 0.0001 | 0.16667 | 0.052888 | 0
7934 | 1 | 0.00016943 | 0.00020024 | 0 | 0.00019032 | 0.00011416 | 0 | 0.30825 | 0.6675 | 0.0001 | 0.175 | 0.22628 | 0
7935 | 1 | 0.00016317 | 0.00020214 | 0 | 0.00021382 | 0.00011416 | 0 | 0.33307 | 0.6959 | 0.0001 | 0.175 | 0.28916 | 0
7936 | 1 | 0.00015987 | 0.00021085 | 0 | 0.00022322 | 0.00011416 | 0 | 0.34187 | 0.7283 | 0.0001 | 0.175 | 0.18023 | 0
7937 | 1 | 0.00016376 | 0.00022044 | 0 | 0.00022322 | 0.00011416 | 0 | 0.39151 | 0.7471 | 0.0001 | 0.15833 | 0.052702 | 0
7938 | 1 | 0.00018383 | 0.00022762 | 0 | 0.00016448 | 0.00011416 | 0 | 0.49239 | 0.7622 | 0.0001 | 0.14167 | 0.0015043 | 0
7939 | 1 | 0.00017643 | 0.00023296 | 0 | 0.00011748 | 0.00011416 | 0 | 0.5044 | 0.7769 | 0.0001 | 0.14167 | 0.0085089 | 0
7940 | 1 | 0.00015638 | 0.00023468 | 0 | 8.8113e-05 | 0.00011416 | 0 | 0.49239 | 0.7812 | 0.0001 | 0.175 | 0.0938 | 0
7941 | 1 | 0.00013571 | 0.00023402 | 0 | 5.8742e-05 | 0.00011416 | 0 | 0.53563 | 0.7585 | 0.0001 | 0.175 | 0.12789 | 0
7942 | 1 | 0.00011999 | 0.00023132 | 0 | 3.7595e-05 | 0.00011416 | 0 | 0.59488 | 0.7168 | 0.0001 | 0.15 | 0.079513 | 0
7943 | 1 | 0.00012811 | 0.00022739 | 0 | 2.3497e-05 | 0.00011416 | 0 | 0.68215 | 0.56 | 0.0001 | 0.125 | 0.025714 | 0
7944 | 1 | 0.00012361 | 0.00022135 | 0 | 9.3987e-06 | 0.00011416 | 0 | 0.67494 | 0.6988 | 0.0001 | 0.11667 | 0.0013373 | 0
7945 | 1 | 9.8645e-05 | 0.00021303 | 0 | 5.8742e-06 | 0.00011416 | 0 | 0.65893 | 0.8686 | 0.0001 | 0.11667 | 0.052888 | 0
7946 | 1 | 8.0942e-05 | 0.00020493 | 0 | 2.3497e-06 | 0.00011416 | 0 | 0.65252 | 0.8611 | 0.0001 | 0.14167 | 0.22628 | 0
7947 | 1 | 6.6514e-05 | 0.00019781 | 0 | 1.1748e-06 | 0.00011416 | 0 | 0.60448 | 0.8326 | 0.0001 | 0.175 | 0.28916 | 0
7948 | 1 | 5.6232e-05 | 0.00019359 | 0 | 1.4098e-05 | 0.00011416 | 0 | 0.64612 | 0.8238 | 0.0001 | 0.175 | 0.18023 | 0
7949 | 1 | 5.1395e-05 | 0.0001965 | 0 | 3.7595e-05 | 0.00011416 | 0 | 0.6253 | 0.8016 | 0.0001 | 0.15 | 0.052702 | 0
7950 | 1 | 5.1275e-05 | 0.00020828 | 0 | 9.3987e-05 | 0.00011416 | 0 | 0.55084 | 0.7586 | 0.0001 | 0.13333 | 0.0015043 | 0
7951 | 1 | 6.3899e-05 | 0.00022133 | 0 | 0.0001821 | 0.00011416 | 0 | 0.4964 | 0.7087 | 0.0001 | 0.14167 | 0.0085089 | 0
7952 | 1 | 7.6553e-05 | 0.00023334 | 0 | 0.0001586 | 0.00011416 | 0 | 0.43235 | 0.6893 | 0.0001 | 0.16667 | 0.0938 | 0
7953 | 1 | 9.4358e-05 | 0.00022807 | 0 | 0.00014685 | 0.00011416 | 0.17478 | 0.36269 | 0.6717 | 0.0001 | 0.16667 | 0.12789 | 0.17478
7954 | 1 | 0.00011727 | 0.00021146 | 0 | 0.00016448 | 0.00011416 | 0.4203 | 0.31065 | 0.6197 | 0.0001 | 0.15833 | 0.079513 | 0.4203
7955 | 1 | 0.00012629 | 0.00019151 | 0 | 0.00018797 | 0.00011416 | 0.5476 | 0.27942 | 0.5638 | 0.0001 | 0.15833 | 0.025714 | 0.5476
7956 | 1 | 0.00013167 | 0.00017331 | 0 | 0.00020677 | 0.00011416 | 0.6614 | 0.27142 | 0.5673 | 0.0001 | 0.15 | 0.0013373 | 0.6614
7957 | 1 | 0.00012943 | 0.00016266 | 0 | 0.00018797 | 0.00011416 | 0.66337 | 0.28423 | 0.6287 | 0.0001 | 0.14167 | 0.052888 | 0.66337
7958 | 1 | 0.0001192 | 0.00016032 | 0 | 0.00019032 | 0.00011416 | 0.49411 | 0.33307 | 0.7328 | 0.0001 | 0.15833 | 0.22628 | 0.49411
7959 | 1 | 0.00011154 | 0.00016949 | 0 | 0.00021382 | 0.00011416 | 0.29488 | 0.36429 | 0.8201 | 0.0001 | 0.16667 | 0.28916 | 0.29488
7960 | 1 | 0.00011453 | 0.00018001 | 0 | 0.00022322 | 0.00011416 | 0 | 0.42994 | 0.8659 | 0.0001 | 0.16667 | 0.18023 | 0
7961 | 1 | 0.00012605 | 0.00018579 | 0 | 0.00022322 | 0.00011416 | 0 | 0.54844 | 0.9084 | 0.0001 | 0.15833 | 0.052702 | 0
7962 | 1 | 0.00015001 | 0.00018797 | 0 | 0.00016448 | 0.00011416 | 0 | 0.67974 | 0.95 | 0.0001 | 0.15 | 0.0015043 | 0
7963 | 1 | 0.00015024 | 0.00018887 | 0 | 0.00011748 | 0.00011416 | 0 | 0.76461 | 0.9708 | 0.0001 | 0.15 | 0.0085089 | 0
7964 | 1 | 0.00013129 | 0.00018839 | 0 | 8.8113e-05 | 0.00011416 | 0 | 0.81665 | 0.9749 | 0.0001 | 0.15 | 0.0938 | 0
7965 | 1 | 0.00011285 | 0.00018519 | 0 | 5.8742e-05 | 0.00011416 | 0 | 0.82306 | 0.9682 | 0.0001 | 0.15 | 0.12789 | 0
7966 | 1 | 9.5574e-05 | 0.0001798 | 0 | 3.7595e-05 | 0.00011416 | 0 | 0.81185 | 0.9609 | 0.0001 | 0.15 | 0.079513 | 0
7967 | 1 | 9.9236e-05 | 0.00017378 | 0 | 2.3497e-05 | 0.00011416 | 0 | 0.80945 | 0.9537 | 0.0001 | 0.15 | 0.025714 | 0
7968 | 1 | 0.00010182 | 0.00016523 | 0 | 9.3987e-06 | 0.00011416 | 0 | 0.80304 | 0.94 | 0.0001 | 0.15 | 0.0013373 | 0
7969 | 1 | 8.2676e-05 | 0.00015802 | 0 | 5.8742e-06 | 0.00011416 | 0 | 0.79744 | 0.9314 | 0.0001 | 0.15 | 0.050866 | 0
7970 | 1 | 6.7516e-05 | 0.00015158 | 0 | 2.3497e-06 | 0.00011416 | 0 | 0.77902 | 0.9262 | 0.0001 | 0.15833 | 0.21846 | 0
7971 | 1 | 5.5948e-05 | 0.00014399 | 0 | 1.1748e-06 | 0.00011416 | 0 | 0.75741 | 0.9291 | 0.0001 | 0.16667 | 0.27895 | 0
7972 | 1 | 4.8284e-05 | 0.00013542 | 0 | 1.4098e-05 | 0.00011416 | 0 | 0.755 | 0.9286 | 0.0001 | 0.15 | 0.17408 | 0
7973 | 1 | 4.5287e-05 | 0.00012841 | 0 | 3.7595e-05 | 0.00011416 | 0 | 0.74059 | 0.9223 | 0.0001 | 0.14167 | 0.050934 | 0
7974 | 1 | 4.7795e-05 | 0.00012476 | 0 | 9.3987e-05 | 0.00011416 | 0 | 0.73819 | 0.9159 | 0.0001 | 0.14167 | 0.0014827 | 0
7975 | 1 | 5.6339e-05 | 0.00012361 | 0 | 0.0001821 | 0.00011416 | 0 | 0.72058 | 0.9057 | 0.0001 | 0.14167 | 0.0079894 | 0
7976 | 1 | 5.8456e-05 | 0.00012218 | 0 | 0.0001586 | 0.00011416 | 0 | 0.72858 | 0.8972 | 0.0001 | 0.14167 | 0.089897 | 0
7977 | 1 | 7.3312e-05 | 0.00011771 | 0 | 0.00014685 | 0.00011416 | 0 | 0.72938 | 0.9006 | 0.0001 | 0.14167 | 0.12346 | 0
7978 | 1 | 9.3808e-05 | 0.00011015 | 0 | 0.00016448 | 0.00011416 | 0.026375 | 0.7438 | 0.921 | 0.0001 | 0.13333 | 0.077184 | 0.026375
7979 | 1 | 0.00011112 | 0.00010233 | 0 | 0.00018797 | 0.00011416 | 0 | 0.75981 | 0.9574 | 0.0001 | 0.14167 | 0.025199 | 0
7980 | 1 | 0.00012587 | 9.5685e-05 | 0 | 0.00020677 | 0.00011416 | 0 | 0.78143 | 0.9761 | 0.0001 | 0.14167 | 0.0013373 | 0
7981 | 1 | 0.00013415 | 9.031e-05 | 0 | 0.00018797 | 0.00011416 | 0.021261 | 0.80705 | 0.9795 | 0.0001 | 0.14167 | 0.046976 | 0.021261
7982 | 1 | 0.00012456 | 8.6645e-05 | 0 | 0.00019032 | 0.00011416 | 0 | 0.81505 | 0.9805 | 0.0001 | 0.14167 | 0.20336 | 0
7983 | 1 | 0.00011337 | 8.696e-05 | 0 | 0.00021382 | 0.00011416 | 0 | 0.80865 | 0.9811 | 0.0001 | 0.125 | 0.25925 | 0
7984 | 1 | 0.00010849 | 8.9891e-05 | 0 | 0.00022322 | 0.00011416 | 0 | 0.81345 | 0.9797 | 0.0001 | 0.13333 | 0.1622 | 0
7985 | 1 | 0.00011639 | 9.2579e-05 | 0 | 0.00022322 | 0.00011416 | 0 | 0.82706 | 0.9754 | 0.0001 | 0.14167 | 0.047516 | 0
7986 | 1 | 0.00013839 | 9.2509e-05 | 0 | 0.00016448 | 0.00011416 | 0 | 0.82226 | 0.9718 | 0.0001 | 0.14167 | 0.0014402 | 0
7987 | 1 | 0.00014409 | 9.0746e-05 | 0 | 0.00011748 | 0.00011416 | 0 | 0.81345 | 0.9786 | 0.0001 | 0.14167 | 0.0070149 | 0
7988 | 1 | 0.00013757 | 9.1567e-05 | 0 | 8.8113e-05 | 0.00011416 | 0 | 0.80464 | 0.9765 | 0.0001 | 0.13333 | 0.082421 | 0
7989 | 1 | 0.0001233 | 9.1357e-05 | 0 | 5.8742e-05 | 0.00011416 | 0 | 0.81425 | 0.9487 | 0.0001 | 0.13333 | 0.11489 | 0
7990 | 1 | 0.00010449 | 9.0746e-05 | 0 | 3.7595e-05 | 0.00011416 | 0 | 0.77502 | 0.9308 | 0.0001 | 0.125 | 0.072661 | 0
7991 | 1 | 0.00010901 | 9.2614e-05 | 0 | 2.3497e-05 | 0.00011416 | 0 | 0.79263 | 0.9375 | 0.0001 | 0.10833 | 0.02419 | 0
7992 | 1 | 0.00010517 | 0.0001004 | 0 | 9.3987e-06 | 0.00011416 | 0 | 0.82386 | 0.9228 | 0.0001 | 0.11667 | 0.0013373 | 0
7993 | 1 | 8.1057e-05 | 0.00011225 | 0 | 5.8742e-06 | 0.00011416 | 0 | 0.77422 | 0.8938 | 0.0001 | 0.13333 | 0.045108 | 0
7994 | 1 | 6.6032e-05 | 0.00012336 | 0 | 2.3497e-06 | 0.00011416 | 0 | 0.76621 | 0.857 | 0.0001 | 0.14167 | 0.19607 | 0
7995 | 1 | 5.4761e-05 | 0.00013113 | 0 | 1.1748e-06 | 0.00011416 | 0 | 0.73579 | 0.8115 | 0.0001 | 0.14167 | 0.24976 | 0
7996 | 1 | 4.749e-05 | 0.00013877 | 0 | 1.4098e-05 | 0.00011416 | 0 | 0.63891 | 0.76 | 0.0001 | 0.14167 | 0.15647 | 0
7997 | 1 | 5.2593e-05 | 0.00014451 | 0 | 3.7595e-05 | 0.00011416 | 0 | 0.51561 | 0.6979 | 0.0001 | 0.13333 | 0.045866 | 0
7998 | 1 | 7.3874e-05 | 0.00015046 | 0 | 9.3987e-05 | 0.00011416 | 0 | 0.44996 | 0.6059 | 0.0001 | 0.13333 | 0.0014192 | 0
7999 | 1 | 0.00012442 | 0.00015753 | 0 | 0.0001821 | 0.00011416 | 0 | 0.43315 | 0.4991 | 0.0001 | 0.11667 | 0.0065588 | 0
8000 | 1 | 0.00016487 | 0.00016038 | 0 | 0.0001586 | 0.00011416 | 0 | 0.35388 | 0.3786 | 0.0001 | 0.125 | 0.078843 | 0
8001 | 1 | 0.00018033 | 0.00015115 | 0 | 0.00014685 | 0.00011416 | 0.012346 | 0.3747 | 0.2953 | 0.0001 | 0.10833 | 0.11077 | 0.012346
8002 | 1 | 0.00019288 | 0.00013677 | 0 | 0.00016448 | 0.00011416 | 0 | 0.55805 | 0.4956 | 0.0001 | 0.14167 | 0.070468 | 0
8003 | 1 | 0.00019506 | 0.00011877 | 0 | 0.00018797 | 0.00011416 | 0.012959 | 0.67734 | 0.8631 | 0.0001 | 0.11667 | 0.023696 | 0.012959
8004 | 1 | 0.00019633 | 0.00010172 | 0 | 0.00020677 | 0.00011416 | 0 | 0.70697 | 0.9655 | 0.0001 | 0.1 | 0.0013373 | 0
8005 | 1 | 0.00018478 | 9.3539e-05 | 0 | 0.00018797 | 0.00011416 | 0 | 0.74219 | 0.9745 | 0.0001 | 0.1 | 0.041522 | 0
8006 | 1 | 0.00018802 | 9.2998e-05 | 0 | 0.00019032 | 0.00011416 | 0 | 0.76942 | 0.981 | 0.0001 | 0.1 | 0.18203 | 0
8007 | 1 | 0.00018475 | 9.4935e-05 | 0 | 0.00021382 | 0.00011416 | 0 | 0.80384 | 0.9804 | 0.0001 | 0.10833 | 0.23148 | 0
8008 | 1 | 0.00018571 | 9.5162e-05 | 0 | 0.00022322 | 0.00011416 | 0 | 0.83026 | 0.9772 | 0.0001 | 0.11667 | 0.14542 | 0
8009 | 1 | 0.00019259 | 9.2736e-05 | 0 | 0.00022322 | 0.00011416 | 0 | 0.82946 | 0.9754 | 0.0001 | 0.11667 | 0.042682 | 0
8010 | 1 | 0.00021036 | 9.0205e-05 | 0 | 0.00016448 | 0.00011416 | 0 | 0.84307 | 0.9756 | 0.0001 | 0.11667 | 0.0013779 | 0
8011 | 1 | 0.00020762 | 8.86e-05 | 0 | 0.00011748 | 0.00011416 | 0 | 0.84147 | 0.9803 | 0.0001 | 0.11667 | 0.0057069 | 0
8012 | 1 | 0.00019049 | 8.6453e-05 | 0 | 8.8113e-05 | 0.00011416 | 0 | 0.83427 | 0.9794 | 0.0001 | 0.10833 | 0.072001 | 0
8013 | 1 | 0.00016581 | 8.4394e-05 | 0 | 5.8742e-05 | 0.00011416 | 0 | 0.83667 | 0.9647 | 0.0001 | 0.10833 | 0.10281 | 0
8014 | 1 | 0.00014713 | 8.2405e-05 | 0 | 3.7595e-05 | 0.00011416 | 0 | 0.82866 | 0.904 | 0.0001 | 0.10833 | 0.066214 | 0
8015 | 1 | 0.00014824 | 8.1462e-05 | 0 | 2.3497e-05 | 0.00011416 | 0 | 0.82866 | 0.7671 | 0.0001 | 0.091667 | 0.022727 | 0
8016 | 1 | 0.00013967 | 8.216e-05 | 0 | 9.3987e-06 | 0.00011416 | 0 | 0.81906 | 0.5347 | 0.0001 | 0.091667 | 0.0013373 | 0
8017 | 1 | 0.0001095 | 8.4324e-05 | 0 | 5.8742e-06 | 0.00011416 | 0 | 0.747 | 0.3116 | 0.0001 | 0.091667 | 0.036507 | 0
8018 | 1 | 9.3408e-05 | 8.6977e-05 | 0 | 2.3497e-06 | 0.00011416 | 0 | 0.67174 | 0.2005 | 0.0001 | 0.083333 | 0.16225 | 0
8019 | 1 | 8.2101e-05 | 9.1165e-05 | 0 | 1.1748e-06 | 0.00011416 | 0 | 0.58127 | 0.1007 | 0.0001 | 0.066667 | 0.20577 | 0
8020 | 1 | 7.6607e-05 | 9.7622e-05 | 0 | 1.4098e-05 | 0.00011416 | 0 | 0.51081 | 0.0289 | 0.0001 | 0.066667 | 0.12983 | 0
8021 | 1 | 8.0676e-05 | 0.00010399 | 0 | 3.7595e-05 | 0.00011416 | 0 | 0.47798 | 0.0105 | 0.0001 | 0.066667 | 0.038187 | 0
8022 | 1 | 9.9001e-05 | 0.00010509 | 0 | 9.3987e-05 | 0.00011416 | 0 | 0.44836 | 0.012 | 0.0001 | 0.066667 | 0.0013174 | 0
8023 | 1 | 0.00013996 | 0.00010521 | 0 | 0.0001821 | 0.00011416 | 0 | 0.41713 | 0.0292 | 0.0001 | 0.066667 | 0.0045725 | 0
8024 | 1 | 0.00017779 | 0.00010443 | 0 | 0.0001586 | 0.00011416 | 0 | 0.38431 | 0.076 | 0.0001 | 0.066667 | 0.062499 | 0
8025 | 1 | 0.00018754 | 0.00010057 | 0 | 0.00014685 | 0.00011416 | 0.012714 | 0.35709 | 0.1698 | 0.0001 | 0.066667 | 0.091599 | 0.012714
8026 | 1 | 0.00019155 | 9.0537e-05 | 0 | 0.00016448 | 0.00011416 | 0.0038666 | 0.38271 | 0.3212 | 0.0001 | 0.091667 | 0.060161 | 0.0038666
8027 | 1 | 0.00019533 | 7.9072e-05 | 0 | 0.00018797 | 0.00011416 | 0 | 0.44516 | 0.4791 | 0.0001 | 0.1 | 0.021325 | 0
8028 | 1 | 0.00020096 | 6.9578e-05 | 0 | 0.00020677 | 0.00011416 | 0 | 0.53803 | 0.5212 | 0.0001 | 0.10833 | 0.0013373 | 0
8029 | 1 | 0.00019154 | 6.2755e-05 | 0 | 0.00018797 | 0.00011416 | 0 | 0.55885 | 0.5842 | 0.0001 | 0.1 | 0.033399 | 0
8030 | 1 | 0.00019381 | 6.0102e-05 | 0 | 0.00019032 | 0.00011416 | 0 | 0.55244 | 0.6042 | 0.0001 | 0.1 | 0.1499 | 0
8031 | 1 | 0.00018987 | 6.5564e-05 | 0 | 0.00021382 | 0.00011416 | 0.012201 | 0.52362 | 0.6361 | 0.0001 | 0.091667 | 0.18973 | 0.012201
8032 | 1 | 0.00018495 | 7.7047e-05 | 0 | 0.00022322 | 0.00011416 | 0 | 0.46117 | 0.6659 | 0.0001 | 0.091667 | 0.12009 | 0
8033 | 1 | 0.00018749 | 8.6052e-05 | 0 | 0.00022322 | 0.00011416 | 0 | 0.39311 | 0.6808 | 0.0001 | 0.091667 | 0.035373 | 0
8034 | 1 | 0.00020989 | 9.1322e-05 | 0 | 0.00016448 | 0.00011416 | 0 | 0.42994 | 0.6937 | 0.0001 | 0.083333 | 0.0012781 | 0
8035 | 1 | 0.00020627 | 9.6994e-05 | 0 | 0.00011748 | 0.00011416 | 0 | 0.44836 | 0.6642 | 0.0001 | 0.091667 | 0.0039066 | 0
8036 | 1 | 0.00018584 | 0.00010418 | 0 | 8.8113e-05 | 0.00011416 | 0 | 0.44836 | 0.6872 | 0.0001 | 0.091667 | 0.056654 | 0
8037 | 1 | 0.0001569 | 0.00011265 | 0 | 5.8742e-05 | 0.00011416 | 0 | 0.42194 | 0.7156 | 0.0001 | 0.1 | 0.084599 | 0
8038 | 1 | 0.00013468 | 0.00011966 | 0 | 3.7595e-05 | 0.00011416 | 0 | 0.39472 | 0.692 | 0.0001 | 0.1 | 0.056337 | 0
8039 | 1 | 0.00013709 | 0.00012355 | 0 | 2.3497e-05 | 0.00011416 | 0 | 0.35789 | 0.6447 | 0.0001 | 0.10833 | 0.020423 | 0
8040 | 1 | 0.00013207 | 0.00012439 | 0 | 9.3987e-06 | 0.00011416 | 0 | 0.31545 | 0.6027 | 0.0001 | 0.10833 | 0.0013373 | 0
8041 | 1 | 0.00010539 | 0.00012602 | 0 | 5.8742e-06 | 0.00011416 | 0 | 0.32986 | 0.5359 | 0.0001 | 0.10833 | 0.030472 | 0
8042 | 1 | 8.4099e-05 | 0.00012917 | 0 | 2.3497e-06 | 0.00011416 | 0 | 0.29704 | 0.5266 | 0.0001 | 0.091667 | 0.13818 | 0
8043 | 1 | 6.9224e-05 | 0.00013158 | 0 | 1.1748e-06 | 0.00011416 | 0 | 0.26741 | 0.5745 | 0.0001 | 0.083333 | 0.17455 | 0
8044 | 1 | 6.6168e-05 | 0.00013286 | 0 | 1.4098e-05 | 0.00011416 | 0 | 0.22818 | 0.604 | 0.0001 | 0.075 | 0.11084 | 0
8045 | 1 | 7.219e-05 | 0.00013464 | 0 | 3.7595e-05 | 0.00011416 | 0 | 0.22658 | 0.6082 | 0.0001 | 0.075 | 0.032701 | 0
8046 | 1 | 8.6161e-05 | 0.00013684 | 0 | 9.3987e-05 | 0.00011416 | 0 | 0.23619 | 0.601 | 0.0001 | 0.066667 | 0.0012395 | 0
8047 | 1 | 0.00012577 | 0.00013991 | 0 | 0.0001821 | 0.00011416 | 0 | 0.26181 | 0.5989 | 0.0001 | 0.066667 | 0.0033087 | 0
8048 | 1 | 0.00016493 | 0.00014333 | 0 | 0.0001586 | 0.00011416 | 0 | 0.27782 | 0.5888 | 0.0001 | 0.058333 | 0.051184 | 0
8049 | 1 | 0.00017977 | 0.00013827 | 0 | 0.00014685 | 0.00011416 | 0 | 0.27942 | 0.607 | 0.0001 | 0.033333 | 0.077965 | 0
8050 | 1 | 0.0001842 | 0.00012558 | 0 | 0.00016448 | 0.00011416 | 0 | 0.28343 | 0.6268 | 0.0001 | 0.033333 | 0.052679 | 0
8051 | 1 | 0.00018957 | 0.0001094 | 0 | 0.00018797 | 0.00011416 | 0.0032983 | 0.27142 | 0.6452 | 0.0001 | 0.05 | 0.019547 | 0.0032983
8052 | 1 | 0.00019184 | 9.3504e-05 | 0 | 0.00020677 | 0.00011416 | 0 | 0.24179 | 0.6561 | 0.0001 | 0.083333 | 0.0013373 | 0
8053 | 1 | 0.00018049 | 8.4447e-05 | 0 | 0.00018797 | 0.00011416 | 0 | 0.22178 | 0.6587 | 0.0001 | 0.125 | 0.026411 | 0
8054 | 1 | 0.00018231 | 8.5214e-05 | 0 | 0.00019032 | 0.00011416 | 0.01667 | 0.22898 | 0.6463 | 0.0001 | 0.14167 | 0.12178 | 0.01667
8055 | 1 | 0.00017191 | 9.6523e-05 | 0 | 0.00021382 | 0.00011416 | 0.0082234 | 0.245 | 0.6553 | 0.0001 | 0.13333 | 0.15333 | 0.0082234
8056 | 1 | 0.00017015 | 0.0001198 | 0 | 0.00022322 | 0.00011416 | 0 | 0.26902 | 0.6488 | 0.0001 | 0.13333 | 0.097883 | 0
8057 | 1 | 0.00017549 | 0.00013444 | 0 | 0.00022322 | 0.00011416 | 0 | 0.28583 | 0.6243 | 0.0001 | 0.125 | 0.02895 | 0
8058 | 1 | 0.00020478 | 0.00013992 | 0 | 0.00016448 | 0.00011416 | 0 | 0.27542 | 0.6013 | 0.0001 | 0.14167 | 0.0011832 | 0
8059 | 1 | 0.00020105 | 0.00014476 | 0 | 0.00011748 | 0.00011416 | 0 | 0.25941 | 0.5774 | 0.0001 | 0.15 | 0.0025314 | 0
8060 | 1 | 0.0001827 | 0.00014779 | 0 | 8.8113e-05 | 0.00011416 | 0 | 0.23219 | 0.5624 | 0.0001 | 0.14167 | 0.043658 | 0
8061 | 1 | 0.00016131 | 0.00014828 | 0 | 5.8742e-05 | 0.00011416 | 0 | 0.24179 | 0.5444 | 0.0001 | 0.14167 | 0.068679 | 0
8062 | 1 | 0.00013888 | 0.00014841 | 0 | 3.7595e-05 | 0.00011416 | 0 | 0.27142 | 0.5374 | 0.0001 | 0.14167 | 0.047495 | 0
8063 | 1 | 0.00014156 | 0.00014765 | 0 | 2.3497e-05 | 0.00011416 | 0 | 0.28022 | 0.5218 | 0.0001 | 0.14167 | 0.01828 | 0
8064 | 1 | 0.00013473 | 0.00014764 | 0 | 9.3987e-06 | 0.00011416 | 0 | 0.29704 | 0.5181 | 0.0001 | 0.14167 | 0.0013373 | 0
8065 | 1 | 0.00011021 | 0.00014853 | 0 | 5.8742e-06 | 0.00011416 | 0 | 0.31225 | 0.5094 | 0.0001 | 0.14167 | 0.023914 | 0
8066 | 1 | 8.7648e-05 | 0.00014996 | 0 | 2.3497e-06 | 0.00011416 | 0 | 0.32426 | 0.5032 | 0.0001 | 0.15 | 0.11161 | 0
8067 | 1 | 7.3353e-05 | 0.00015209 | 0 | 1.1748e-06 | 0.00011416 | 0 | 0.30985 | 0.5495 | 0.0001 | 0.15 | 0.14018 | 0
8068 | 1 | 6.996e-05 | 0.00015455 | 0 | 1.4098e-05 | 0.00011416 | 0 | 0.31465 | 0.5313 | 0.0001 | 0.15 | 0.089831 | 0
8069 | 1 | 7.3947e-05 | 0.00015907 | 0 | 3.7595e-05 | 0.00011416 | 0 | 0.33066 | 0.5209 | 0.0001 | 0.15 | 0.026617 | 0
8070 | 1 | 9.0985e-05 | 0.00016465 | 0 | 9.3987e-05 | 0.00011416 | 0 | 0.31946 | 0.4884 | 0.0001 | 0.14167 | 0.0011466 | 0
8071 | 1 | 0.00013314 | 0.00017104 | 0 | 0.0001821 | 0.00011416 | 0 | 0.30825 | 0.4775 | 0.0001 | 0.14167 | 0.0020875 | 0
8072 | 1 | 0.00017096 | 0.00017872 | 0 | 0.0001586 | 0.00011416 | 0 | 0.3715 | 0.4839 | 0.0001 | 0.14167 | 0.039075 | 0
8073 | 1 | 0.00017782 | 0.00017577 | 0 | 0.00014685 | 0.00011416 | 0.094503 | 0.39231 | 0.4869 | 0.0001 | 0.075 | 0.062917 | 0.094503
8074 | 1 | 0.00017887 | 0.00015664 | 0 | 0.00016448 | 0.00011416 | 0.43137 | 0.36189 | 0.4785 | 0.0001 | 0.083333 | 0.044234 | 0.43137
8075 | 1 | 0.00017618 | 0.00013083 | 0 | 0.00018797 | 0.00011416 | 0.64434 | 0.29944 | 0.4758 | 0.0001 | 0.10833 | 0.017467 | 0.64434
8076 | 1 | 0.0001793 | 0.00011246 | 0 | 0.00020677 | 0.00011416 | 0.6666 | 0.23379 | 0.4787 | 0.0001 | 0.16667 | 0.0013373 | 0.6666
8077 | 1 | 0.00017192 | 0.00010483 | 0 | 0.00018797 | 0.00011416 | 0.60546 | 0.21297 | 0.4688 | 0.0001 | 0.18333 | 0.02158 | 0.60546
8078 | 1 | 0.00017125 | 0.00010387 | 0 | 0.00019032 | 0.00011416 | 0.30212 | 0.22658 | 0.5053 | 0.0001 | 0.18333 | 0.10201 | 0.30212
8079 | 1 | 0.00017047 | 0.00011335 | 0 | 0.00021382 | 0.00011416 | 0.17433 | 0.22418 | 0.5628 | 0.0001 | 0.175 | 0.12781 | 0.17433
8080 | 1 | 0.00017177 | 0.00013992 | 0 | 0.00022322 | 0.00011416 | 0 | 0.2514 | 0.6064 | 0.0001 | 0.175 | 0.082233 | 0
8081 | 1 | 0.000176 | 0.00015491 | 0 | 0.00022322 | 0.00011416 | 0 | 0.28183 | 0.6554 | 0.0001 | 0.175 | 0.024412 | 0
8082 | 1 | 0.00020077 | 0.00016306 | 0 | 0.00016448 | 0.00011416 | 0 | 0.30665 | 0.7038 | 0.0001 | 0.18333 | 0.0011108 | 0
8083 | 1 | 0.00019962 | 0.00017203 | 0 | 0.00011748 | 0.00011416 | 0 | 0.38991 | 0.7402 | 0.0001 | 0.175 | 0.0016988 | 0
8084 | 1 | 0.0001803 | 0.00017882 | 0 | 8.8113e-05 | 0.00011416 | 0 | 0.51401 | 0.7814 | 0.0001 | 0.175 | 0.034824 | 0
8085 | 1 | 0.0001569 | 0.0001835 | 0 | 5.8742e-05 | 0.00011416 | 0 | 0.55564 | 0.8361 | 0.0001 | 0.175 | 0.057486 | 0
8086 | 1 | 0.00013494 | 0.00018678 | 0 | 3.7595e-05 | 0.00011416 | 0 | 0.57006 | 0.8551 | 0.0001 | 0.175 | 0.041127 | 0
8087 | 1 | 0.00013669 | 0.00018804 | 0 | 2.3497e-05 | 0.00011416 | 0 | 0.63571 | 0.8696 | 0.0001 | 0.175 | 0.016678 | 0
8088 | 1 | 0.00012859 | 0.00018645 | 0 | 9.3987e-06 | 0.00011416 | 0 | 0.68135 | 0.9036 | 0.0001 | 0.175 | 0.0013373 | 0
8089 | 1 | 0.00010037 | 0.00018282 | 0 | 5.8742e-06 | 0.00011416 | 0 | 0.70296 | 0.936 | 0.0001 | 0.15833 | 0.020473 | 0
8090 | 1 | 7.9985e-05 | 0.00017744 | 0 | 2.3497e-06 | 0.00011416 | 0 | 0.69656 | 0.9375 | 0.0001 | 0.15833 | 0.097428 | 0
8091 | 1 | 6.2842e-05 | 0.00016668 | 0 | 1.1748e-06 | 0.00011416 | 0 | 0.70777 | 0.9149 | 0.0001 | 0.16667 | 0.12191 | 0
8092 | 1 | 6.2709e-05 | 0.0001513 | 0 | 1.4098e-05 | 0.00011416 | 0 | 0.74299 | 0.7949 | 0.0001 | 0.16667 | 0.0786 | 0
8093 | 1 | 7.1655e-05 | 0.00013987 | 0 | 3.7595e-05 | 0.00011416 | 0 | 0.71978 | 0.786 | 0.0001 | 0.175 | 0.023356 | 0
8094 | 1 | 8.661e-05 | 0.00013362 | 0 | 9.3987e-05 | 0.00011416 | 0 | 0.66053 | 0.723 | 0.0001 | 0.16667 | 0.0010931 | 0
8095 | 1 | 0.00012912 | 0.00013834 | 0 | 0.0001821 | 0.00011416 | 0 | 0.63731 | 0.5915 | 0.0001 | 0.16667 | 0.0015239 | 0
8096 | 1 | 0.00016435 | 0.0001579 | 0 | 0.0001586 | 0.00011416 | 0 | 0.55965 | 0.4994 | 0.0001 | 0.15833 | 0.032819 | 0
8097 | 1 | 0.00017504 | 0.00016687 | 0 | 0.00014685 | 0.00011416 | 0.19477 | 0.42994 | 0.4841 | 0.0001 | 0.16667 | 0.054893 | 0.19477
8098 | 1 | 0.00018083 | 0.00015734 | 0 | 0.00016448 | 0.00011416 | 0.41644 | 0.30504 | 0.4996 | 0.0001 | 0.15833 | 0.039629 | 0.41644
8099 | 1 | 0.00017943 | 0.00014176 | 0 | 0.00018797 | 0.00011416 | 0.55565 | 0.20657 | 0.5542 | 0.0001 | 0.15833 | 0.016293 | 0.55565
8100 | 1 | 0.00018066 | 0.00012525 | 0 | 0.00020677 | 0.00011416 | 0.63013 | 0.18655 | 0.5997 | 0.0001 | 0.15833 | 0.0013373 | 0.63013
8101 | 1 | 0.00016987 | 0.00011342 | 0 | 0.00018797 | 0.00011416 | 0.62488 | 0.19135 | 0.6254 | 0.0001 | 0.15833 | 0.020473 | 0.62488
8102 | 1 | 0.00016679 | 0.0001087 | 0 | 0.00019032 | 0.00011416 | 0.50696 | 0.18735 | 0.6527 | 0.0001 | 0.14167 | 0.097428 | 0.50696
8103 | 1 | 0.00015879 | 0.0001186 | 0 | 0.00021382 | 0.00011416 | 0.35192 | 0.19616 | 0.6556 | 0.0001 | 0.175 | 0.12191 | 0.35192
8104 | 1 | 0.00015394 | 0.00015073 | 0 | 0.00022322 | 0.00011416 | 0 | 0.20176 | 0.6597 | 0.0001 | 0.18333 | 0.0786 | 0
8105 | 1 | 0.00016071 | 0.00016198 | 0 | 0.00022322 | 0.00011416 | 0 | 0.24259 | 0.6543 | 0.0001 | 0.18333 | 0.023356 | 0
8106 | 1 | 0.0001868 | 0.00016334 | 0 | 0.00016448 | 0.00011416 | 0 | 0.33387 | 0.6801 | 0.0001 | 0.18333 | 0.0010931 | 0
8107 | 1 | 0.00018153 | 0.00016739 | 0 | 0.00011748 | 0.00011416 | 0 | 0.39952 | 0.7154 | 0.0001 | 0.19167 | 0.0015239 | 0
8108 | 1 | 0.00016294 | 0.00017188 | 0 | 8.8113e-05 | 0.00011416 | 0 | 0.43955 | 0.7648 | 0.0001 | 0.19167 | 0.032819 | 0
8109 | 1 | 0.00014075 | 0.00017545 | 0 | 5.8742e-05 | 0.00011416 | 0 | 0.44996 | 0.7869 | 0.0001 | 0.19167 | 0.054893 | 0
8110 | 1 | 0.00012385 | 0.00017999 | 0 | 3.7595e-05 | 0.00011416 | 0 | 0.47718 | 0.8145 | 0.0001 | 0.19167 | 0.039629 | 0
8111 | 1 | 0.00012759 | 0.0001854 | 0 | 2.3497e-05 | 0.00011416 | 0 | 0.49319 | 0.8317 | 0.0001 | 0.18333 | 0.016293 | 0
8112 | 1 | 0.00012452 | 0.00019221 | 0 | 9.3987e-06 | 0.00011416 | 0 | 0.48599 | 0.8464 | 0.0001 | 0.18333 | 0.0013373 | 0
8113 | 1 | 0.00010028 | 0.00020177 | 0 | 5.8742e-06 | 0.00011416 | 0 | 0.51241 | 0.8763 | 0.0001 | 0.175 | 0.02158 | 0
8114 | 1 | 7.9001e-05 | 0.00020702 | 0 | 2.3497e-06 | 0.00011416 | 0 | 0.53002 | 0.8466 | 0.0001 | 0.18333 | 0.10201 | 0
8115 | 1 | 6.1296e-05 | 0.00021202 | 0 | 1.1748e-06 | 0.00011416 | 0 | 0.4972 | 0.8621 | 0.0001 | 0.18333 | 0.12781 | 0
8116 | 1 | 5.063e-05 | 0.0002147 | 0 | 1.4098e-05 | 0.00011416 | 0 | 0.51721 | 0.8675 | 0.0001 | 0.175 | 0.082233 | 0
8117 | 1 | 4.97e-05 | 0.00021681 | 0 | 3.7595e-05 | 0.00011416 | 0 | 0.51641 | 0.8817 | 0.0001 | 0.175 | 0.024412 | 0
8118 | 1 | 5.0979e-05 | 0.00021783 | 0 | 9.3987e-05 | 0.00011416 | 0 | 0.53723 | 0.8956 | 0.0001 | 0.175 | 0.0011108 | 0
8119 | 1 | 6.3149e-05 | 0.00021954 | 0 | 0.0001821 | 0.00011416 | 0 | 0.57646 | 0.8995 | 0.0001 | 0.18333 | 0.0016988 | 0
8120 | 1 | 7.3379e-05 | 0.00022243 | 0 | 0.0001586 | 0.00011416 | 0 | 0.57646 | 0.9108 | 0.0001 | 0.18333 | 0.034824 | 0
8121 | 1 | 9.1694e-05 | 0.00022037 | 0 | 0.00014685 | 0.00011416 | 0.11469 | 0.55324 | 0.9145 | 0.0001 | 0.19167 | 0.057486 | 0.11469
8122 | 1 | 0.00010849 | 0.00020451 | 0 | 0.00016448 | 0.00011416 | 0.024303 | 0.56765 | 0.9198 | 0.0001 | 0.19167 | 0.041127 | 0.024303
8123 | 1 | 0.00011938 | 0.00018268 | 0 | 0.00018797 | 0.00011416 | 0.033729 | 0.58447 | 0.9265 | 0.0001 | 0.18333 | 0.016678 | 0.033729
8124 | 1 | 0.00013086 | 0.00016722 | 0 | 0.00020677 | 0.00011416 | 0.025239 | 0.58927 | 0.9371 | 0.0001 | 0.18333 | 0.0013373 | 0.025239
8125 | 1 | 0.00012957 | 0.00016085 | 0 | 0.00018797 | 0.00011416 | 0.0094714 | 0.59568 | 0.9415 | 0.0001 | 0.18333 | 0.023914 | 0.0094714
8126 | 1 | 0.00012485 | 0.00016265 | 0 | 0.00019032 | 0.00011416 | 0.0068083 | 0.58847 | 0.9435 | 0.0001 | 0.18333 | 0.11161 | 0.0068083
8127 | 1 | 0.00011948 | 0.00016994 | 0 | 0.00021382 | 0.00011416 | 0.067626 | 0.6197 | 0.9386 | 0.0001 | 0.175 | 0.14018 | 0.067626
8128 | 1 | 0.00011504 | 0.00018285 | 0 | 0.00022322 | 0.00011416 | 0 | 0.6229 | 0.9256 | 0.0001 | 0.18333 | 0.089831 | 0
8129 | 1 | 0.00012276 | 0.00019327 | 0 | 0.00022322 | 0.00011416 | 0 | 0.63491 | 0.9108 | 0.0001 | 0.18333 | 0.026617 | 0
8130 | 1 | 0.00014502 | 0.00019954 | 0 | 0.00016448 | 0.00011416 | 0 | 0.64532 | 0.9081 | 0.0001 | 0.19167 | 0.0011466 | 0
8131 | 1 | 0.00014679 | 0.00020137 | 0 | 0.00011748 | 0.00011416 | 0 | 0.64612 | 0.9138 | 0.0001 | 0.19167 | 0.0020875 | 0
8132 | 1 | 0.0001326 | 0.00019983 | 0 | 8.8113e-05 | 0.00011416 | 0 | 0.64612 | 0.9156 | 0.0001 | 0.19167 | 0.039075 | 0
8133 | 1 | 0.00011212 | 0.00019955 | 0 | 5.8742e-05 | 0.00011416 | 0 | 0.65412 | 0.9161 | 0.0001 | 0.19167 | 0.062917 | 0
8134 | 1 | 9.5813e-05 | 0.00020345 | 0 | 3.7595e-05 | 0.00011416 | 0 | 0.64371 | 0.9148 | 0.0001 | 0.18333 | 0.044234 | 0
8135 | 1 | 9.7513e-05 | 0.0002098 | 0 | 2.3497e-05 | 0.00011416 | 0 | 0.64131 | 0.9024 | 0.0001 | 0.18333 | 0.017467 | 0
8136 | 1 | 9.5843e-05 | 0.00021526 | 0 | 9.3987e-06 | 0.00011416 | 0 | 0.64532 | 0.889 | 0.0001 | 0.175 | 0.0013373 | 0
8137 | 1 | 7.6011e-05 | 0.0002177 | 0 | 5.8742e-06 | 0.00011416 | 0 | 0.64051 | 0.8828 | 0.0001 | 0.18333 | 0.027722 | 0
8138 | 1 | 5.6467e-05 | 0.00021624 | 0 | 2.3497e-06 | 0.00011416 | 0 | 0.64532 | 0.8835 | 0.0001 | 0.19167 | 0.1271 | 0
8139 | 1 | 4.3169e-05 | 0.00021119 | 0 | 1.1748e-06 | 0.00011416 | 0 | 0.64051 | 0.8927 | 0.0001 | 0.18333 | 0.1602 | 0
8140 | 1 | 3.8858e-05 | 0.00020364 | 0 | 1.4098e-05 | 0.00011416 | 0 | 0.63331 | 0.9057 | 0.0001 | 0.18333 | 0.10208 | 0
8141 | 1 | 3.5547e-05 | 0.00019584 | 0 | 3.7595e-05 | 0.00011416 | 0 | 0.6245 | 0.923 | 0.0001 | 0.18333 | 0.030167 | 0
8142 | 1 | 3.7641e-05 | 0.00018976 | 0 | 9.3987e-05 | 0.00011416 | 0 | 0.60849 | 0.9216 | 0.0001 | 0.18333 | 0.0012018 | 0
8143 | 1 | 4.4723e-05 | 0.00018507 | 0 | 0.0001821 | 0.00011416 | 0 | 0.57726 | 0.9117 | 0.0001 | 0.18333 | 0.0027751 | 0
8144 | 1 | 5.1548e-05 | 0.00018109 | 0 | 0.0001586 | 0.00011416 | 0 | 0.58847 | 0.9084 | 0.0001 | 0.18333 | 0.046078 | 0
8145 | 1 | 6.5603e-05 | 0.0001706 | 0 | 0.00014685 | 0.00011416 | 0.0073877 | 0.61809 | 0.8932 | 0.0001 | 0.175 | 0.071687 | 0.0073877
8146 | 1 | 8.6176e-05 | 0.00015661 | 0 | 0.00016448 | 0.00011416 | 0.23347 | 0.6213 | 0.8973 | 0.0001 | 0.18333 | 0.049183 | 0.23347
8147 | 1 | 0.00010094 | 0.0001404 | 0 | 0.00018797 | 0.00011416 | 0.016982 | 0.60608 | 0.9075 | 0.0001 | 0.18333 | 0.018696 | 0.016982
8148 | 1 | 0.00011416 | 0.0001254 | 0 | 0.00020677 | 0.00011416 | 0.015867 | 0.55805 | 0.9165 | 0.0001 | 0.18333 | 0.0013373 | 0.015867
8149 | 1 | 0.00011909 | 0.00011458 | 0 | 0.00018797 | 0.00011416 | 0 | 0.59728 | 0.921 | 0.0001 | 0.18333 | 0.033399 | 0
8150 | 1 | 0.00011187 | 0.00010823 | 0 | 0.00019032 | 0.00011416 | 0.0068417 | 0.60048 | 0.8948 | 0.0001 | 0.18333 | 0.1499 | 0.0068417
8151 | 1 | 0.00010523 | 0.00011001 | 0 | 0.00021382 | 0.00011416 | 0.28126 | 0.6301 | 0.8452 | 0.0001 | 0.18333 | 0.18973 | 0.28126
8152 | 1 | 0.00010061 | 0.00011839 | 0 | 0.00022322 | 0.00011416 | 0 | 0.63331 | 0.8083 | 0.0001 | 0.19167 | 0.12009 | 0
8153 | 1 | 0.00010969 | 0.00012437 | 0 | 0.00022322 | 0.00011416 | 0 | 0.58687 | 0.7659 | 0.0001 | 0.18333 | 0.035373 | 0
8154 | 1 | 0.00013144 | 0.00012788 | 0 | 0.00016448 | 0.00011416 | 0 | 0.51882 | 0.7205 | 0.0001 | 0.19167 | 0.0012781 | 0
8155 | 1 | 0.00013855 | 0.0001272 | 0 | 0.00011748 | 0.00011416 | 0 | 0.46677 | 0.6854 | 0.0001 | 0.19167 | 0.0039066 | 0
8156 | 1 | 0.00013294 | 0.00012856 | 0 | 8.8113e-05 | 0.00011416 | 0 | 0.42834 | 0.6417 | 0.0001 | 0.175 | 0.056654 | 0
8157 | 1 | 0.00011807 | 0.00013336 | 0 | 5.8742e-05 | 0.00011416 | 0 | 0.39231 | 0.5747 | 0.0001 | 0.175 | 0.084599 | 0
8158 | 1 | 0.00010313 | 0.00013893 | 0 | 3.7595e-05 | 0.00011416 | 0 | 0.36109 | 0.4972 | 0.0001 | 0.18333 | 0.056337 | 0
8159 | 1 | 0.00010204 | 0.00014439 | 0 | 2.3497e-05 | 0.00011416 | 0 | 0.30184 | 0.3866 | 0.0001 | 0.19167 | 0.020423 | 0
8160 | 1 | 9.7186e-05 | 0.00014793 | 0 | 9.3987e-06 | 0.00011416 | 0 | 0.29464 | 0.334 | 0.0001 | 0.19167 | 0.0013373 | 0
8161 | 1 | 7.6169e-05 | 0.0001505 | 0 | 5.8742e-06 | 0.00011416 | 0 | 0.27622 | 0.2951 | 0.0001 | 0.19167 | 0.039802 | 0
8162 | 1 | 5.8365e-05 | 0.0001517 | 0 | 2.3497e-06 | 0.00011416 | 0 | 0.26261 | 0.3052 | 0.0001 | 0.175 | 0.17527 | 0
8163 | 1 | 4.8281e-05 | 0.0001521 | 0 | 1.1748e-06 | 0.00011416 | 0 | 0.2522 | 0.3291 | 0.0001 | 0.175 | 0.22268 | 0
8164 | 1 | 4.4908e-05 | 0.00015118 | 0 | 1.4098e-05 | 0.00011416 | 0 | 0.21057 | 0.3065 | 0.0001 | 0.175 | 0.14009 | 0
8165 | 1 | 5.2072e-05 | 0.00015322 | 0 | 3.7595e-05 | 0.00011416 | 0 | 0.17534 | 0.3084 | 0.0001 | 0.175 | 0.041147 | 0
8166 | 1 | 7.2788e-05 | 0.00015521 | 0 | 9.3987e-05 | 0.00011416 | 0 | 0.14732 | 0.3296 | 0.0001 | 0.19167 | 0.0013575 | 0
8167 | 1 | 0.00011949 | 0.00015942 | 0 | 0.0001821 | 0.00011416 | 0 | 0.15452 | 0.3097 | 0.0001 | 0.19167 | 0.0053101 | 0
8168 | 1 | 0.00016105 | 0.00016371 | 0 | 0.0001586 | 0.00011416 | 0 | 0.20737 | 0.3046 | 0.0001 | 0.19167 | 0.068734 | 0
8169 | 1 | 0.00017114 | 0.00015954 | 0 | 0.00014685 | 0.00011416 | 0.1751 | 0.23219 | 0.2972 | 0.0001 | 0.175 | 0.098975 | 0.1751
8170 | 1 | 0.00017357 | 0.00014546 | 0 | 0.00016448 | 0.00011416 | 0.36437 | 0.23779 | 0.2906 | 0.0001 | 0.175 | 0.064153 | 0.36437
8171 | 1 | 0.00017429 | 0.00012586 | 0 | 0.00018797 | 0.00011416 | 0.45497 | 0.20336 | 0.2664 | 0.0001 | 0.18333 | 0.022253 | 0.45497
8172 | 1 | 0.00017893 | 0.00010096 | 0 | 0.00020677 | 0.00011416 | 0.45309 | 0.1305 | 0.2508 | 0.0001 | 0.175 | 0.0013373 | 0.45309
8173 | 1 | 0.00017225 | 8.3626e-05 | 0 | 0.00018797 | 0.00011416 | 0.37676 | 0.13211 | 0.2285 | 0.0001 | 0.16667 | 0.048895 | 0.37676
8174 | 1 | 0.00017281 | 7.7518e-05 | 0 | 0.00019032 | 0.00011416 | 0.11014 | 0.11449 | 0.2091 | 0.0001 | 0.16667 | 0.21082 | 0.11014
8175 | 1 | 0.00017064 | 9.1183e-05 | 0 | 0.00021382 | 0.00011416 | 0.017171 | 0.08807 | 0.204 | 0.0001 | 0.16667 | 0.26898 | 0.017171
8176 | 1 | 0.00016854 | 0.00012321 | 0 | 0.00022322 | 0.00011416 | 0 | 0.081665 | 0.2417 | 0.0001 | 0.175 | 0.16807 | 0
8177 | 1 | 0.00017845 | 0.00013291 | 0 | 0.00022322 | 0.00011416 | 0 | 0.11609 | 0.2928 | 0.0001 | 0.175 | 0.049205 | 0
8178 | 1 | 0.00020449 | 0.00013382 | 0 | 0.00016448 | 0.00011416 | 0 | 0.17134 | 0.3196 | 0.0001 | 0.19167 | 0.0014614 | 0
8179 | 1 | 0.00020341 | 0.0001369 | 0 | 0.00011748 | 0.00011416 | 0 | 0.22738 | 0.3409 | 0.0001 | 0.19167 | 0.0074916 | 0
8180 | 1 | 0.00018402 | 0.00013816 | 0 | 8.8113e-05 | 0.00011416 | 0 | 0.31385 | 0.3752 | 0.0001 | 0.14167 | 0.086105 | 0
8181 | 1 | 0.00015751 | 0.00013958 | 0 | 5.8742e-05 | 0.00011416 | 0 | 0.3739 | 0.4137 | 0.0001 | 0.14167 | 0.11912 | 0
8182 | 1 | 0.00013874 | 0.00014218 | 0 | 3.7595e-05 | 0.00011416 | 0 | 0.39952 | 0.4556 | 0.0001 | 0.175 | 0.0749 | 0
8183 | 1 | 0.00013909 | 0.00015101 | 0 | 2.3497e-05 | 0.00011416 | 0 | 0.3763 | 0.4056 | 0.0001 | 0.18333 | 0.024691 | 0
8184 | 1 | 0.00013334 | 0.00015544 | 0 | 9.3987e-06 | 0.00011416 | 0 | 0.40032 | 0.3655 | 0.0001 | 0.18333 | 0.0013373 | 0
8185 | 1 | 0.00010299 | 0.00016111 | 0 | 5.8742e-06 | 0.00011416 | 0 | 0.40272 | 0.3769 | 0.0001 | 0.18333 | 0.059277 | 0
8186 | 1 | 8.3033e-05 | 0.00016095 | 0 | 2.3497e-06 | 0.00011416 | 0 | 0.40673 | 0.4022 | 0.0001 | 0.18333 | 0.25088 | 0
8187 | 1 | 6.8826e-05 | 0.00016214 | 0 | 1.1748e-06 | 0.00011416 | 0 | 0.41233 | 0.4248 | 0.0001 | 0.14167 | 0.32128 | 0
8188 | 1 | 6.5039e-05 | 0.0001647 | 0 | 1.4098e-05 | 0.00011416 | 0 | 0.44756 | 0.4776 | 0.0001 | 0.125 | 0.19955 | 0
8189 | 1 | 6.7721e-05 | 0.00016579 | 0 | 3.7595e-05 | 0.00011416 | 0 | 0.45316 | 0.5485 | 0.0001 | 0.18333 | 0.058253 | 0
8190 | 1 | 8.6419e-05 | 0.00016846 | 0 | 9.3987e-05 | 0.00011416 | 0 | 0.44436 | 0.5681 | 0.0001 | 0.19167 | 0.0015704 | 0
8191 | 1 | 0.0001255 | 0.00017158 | 0 | 0.0001821 | 0.00011416 | 0 | 0.42194 | 0.5553 | 0.0001 | 0.19167 | 0.010201 | 0
8192 | 1 | 0.00016405 | 0.00017238 | 0 | 0.0001586 | 0.00011416 | 0 | 0.44195 | 0.5778 | 0.0001 | 0.18333 | 0.10618 | 0
8193 | 1 | 0.00017345 | 0.00016929 | 0 | 0.00014685 | 0.00011416 | 0.1569 | 0.42514 | 0.6067 | 0.0001 | 0.16667 | 0.14184 | 0.1569
8194 | 1 | 0.00017427 | 0.00015863 | 0 | 0.00016448 | 0.00011416 | 0.38077 | 0.40592 | 0.598 | 0.0001 | 0.13333 | 0.086783 | 0.38077
8195 | 1 | 0.00017396 | 0.00014146 | 0 | 0.00018797 | 0.00011416 | 0.2996 | 0.35228 | 0.5821 | 0.0001 | 0.13333 | 0.0273 | 0.2996
8196 | 1 | 0.00017673 | 0.00012549 | 0 | 0.00020677 | 0.00011416 | 0.42664 | 0.33467 | 0.5603 | 0.0001 | 0.14167 | 0.0013373 | 0.42664
8197 | 1 | 0.00017123 | 0.00011685 | 0 | 0.00018797 | 0.00011416 | 0.21819 | 0.30584 | 0.5613 | 0.0001 | 0.15 | 0.068568 | 0.21819
8198 | 1 | 0.00017855 | 0.00011568 | 0 | 0.00019032 | 0.00011416 | 0.0034654 | 0.31385 | 0.5357 | 0.0001 | 0.15 | 0.28635 | 0.0034654
8199 | 1 | 0.00017745 | 0.00012177 | 0 | 0.00021382 | 0.00011416 | 0 | 0.30985 | 0.6119 | 0.0001 | 0.15 | 0.36769 | 0
8200 | 1 | 0.00017749 | 0.00012991 | 0 | 0.00022322 | 0.00011416 | 0 | 0.32426 | 0.6436 | 0.0001 | 0.15 | 0.22739 | 0
8201 | 1 | 0.00018608 | 0.000132 | 0 | 0.00022322 | 0.00011416 | 0 | 0.31946 | 0.6296 | 0.0001 | 0.15 | 0.066242 | 0
8202 | 1 | 0.00020551 | 0.00013174 | 0 | 0.00016448 | 0.00011416 | 0 | 0.33947 | 0.64 | 0.0001 | 0.15 | 0.0016614 | 0
8203 | 1 | 0.00020337 | 0.00013378 | 0 | 0.00011748 | 0.00011416 | 0 | 0.35629 | 0.6229 | 0.0001 | 0.15833 | 0.012788 | 0
8204 | 1 | 0.00018334 | 0.00013687 | 0 | 8.8113e-05 | 0.00011416 | 0 | 0.32906 | 0.6227 | 0.0001 | 0.15833 | 0.12432 | 0
8205 | 1 | 0.00016096 | 0.00014167 | 0 | 5.8742e-05 | 0.00011416 | 0 | 0.30584 | 0.7017 | 0.0001 | 0.15833 | 0.16196 | 0
8206 | 1 | 0.00013841 | 0.00014807 | 0 | 3.7595e-05 | 0.00011416 | 0 | 0.30985 | 0.7408 | 0.0001 | 0.15833 | 0.097148 | 0
8207 | 1 | 0.00013834 | 0.00015455 | 0 | 2.3497e-05 | 0.00011416 | 0 | 0.28503 | 0.7508 | 0.0001 | 0.15833 | 0.029515 | 0
8208 | 1 | 0.00012953 | 0.0001621 | 0 | 9.3987e-06 | 0.00011416 | 0 | 0.30344 | 0.7344 | 0.0001 | 0.175 | 0.0013373 | 0
8209 | 1 | 0.00010314 | 0.00016795 | 0 | 5.8742e-06 | 0.00011416 | 0 | 0.34668 | 0.6813 | 0.0001 | 0.16667 | 0.078782 | 0
8210 | 1 | 8.3299e-05 | 0.00017167 | 0 | 2.3497e-06 | 0.00011416 | 0 | 0.34748 | 0.6093 | 0.0001 | 0.15833 | 0.32501 | 0
8211 | 1 | 7.0133e-05 | 0.00017746 | 0 | 1.1748e-06 | 0.00011416 | 0 | 0.33707 | 0.5231 | 0.0001 | 0.15 | 0.41838 | 0
8212 | 1 | 6.3687e-05 | 0.0001842 | 0 | 1.4098e-05 | 0.00011416 | 0 | 0.28903 | 0.4521 | 0.0001 | 0.11667 | 0.25771 | 0
8213 | 1 | 7.0416e-05 | 0.00019217 | 0 | 3.7595e-05 | 0.00011416 | 0 | 0.25861 | 0.3894 | 0.0001 | 0.13333 | 0.074929 | 0
8214 | 1 | 8.7372e-05 | 0.0001968 | 0 | 9.3987e-05 | 0.00011416 | 0 | 0.20817 | 0.331 | 0.0001 | 0.19167 | 0.0017558 | 0
8215 | 1 | 0.00012688 | 0.00020362 | 0 | 0.0001821 | 0.00011416 | 0 | 0.15532 | 0.2743 | 0.0001 | 0.18333 | 0.015778 | 0
8216 | 1 | 0.00016443 | 0.00021041 | 0 | 0.0001586 | 0.00011416 | 0 | 0.14812 | 0.2383 | 0.0001 | 0.15833 | 0.14442 | 0
8217 | 1 | 0.00017517 | 0.00020188 | 0 | 0.00014685 | 0.00011416 | 0.1374 | 0.14171 | 0.2566 | 0.0001 | 0.15 | 0.1839 | 0.1374
8218 | 1 | 0.00017754 | 0.00018024 | 0 | 0.00016448 | 0.00011416 | 0.37197 | 0.14892 | 0.3011 | 0.0001 | 0.14167 | 0.10831 | 0.37197
8219 | 1 | 0.00017609 | 0.00016179 | 0 | 0.00018797 | 0.00011416 | 0.49906 | 0.1281 | 0.3335 | 0.0001 | 0.14167 | 0.031847 | 0.49906
8220 | 1 | 0.00017685 | 0.000142 | 0 | 0.00020677 | 0.00011416 | 0.57387 | 0.092874 | 0.3783 | 0.0001 | 0.15 | 0.0013373 | 0.57387
8221 | 1 | 0.00016957 | 0.00012711 | 0 | 0.00018797 | 0.00011416 | 0.51255 | 0.089672 | 0.4385 | 0.0001 | 0.15 | 0.089964 | 0.51255
8222 | 1 | 0.00016952 | 0.00012312 | 0 | 0.00019032 | 0.00011416 | 0.43115 | 0.10568 | 0.4973 | 0.0001 | 0.15833 | 0.36702 | 0.43115
8223 | 1 | 0.00016138 | 0.00013739 | 0 | 0.00021382 | 0.00011416 | 0.29591 | 0.11209 | 0.5326 | 0.0001 | 0.16667 | 0.47351 | 0.29591
8224 | 1 | 0.00016026 | 0.00017741 | 0 | 0.00022322 | 0.00011416 | 0 | 0.11449 | 0.5768 | 0.0001 | 0.16667 | 0.2906 | 0
8225 | 1 | 0.00016875 | 0.00018935 | 0 | 0.00022322 | 0.00011416 | 0 | 0.16733 | 0.6369 | 0.0001 | 0.15 | 0.084345 | 0
8226 | 1 | 0.00019666 | 0.00019053 | 0 | 0.00016448 | 0.00011416 | 0 | 0.2562 | 0.6603 | 0.0001 | 0.15 | 0.0018538 | 0
8227 | 1 | 0.00019279 | 0.00019566 | 0 | 0.00011748 | 0.00011416 | 0 | 0.31305 | 0.6627 | 0.0001 | 0.16667 | 0.019201 | 0
8228 | 1 | 0.00017108 | 0.00019949 | 0 | 8.8113e-05 | 0.00011416 | 0 | 0.32266 | 0.6954 | 0.0001 | 0.16667 | 0.16657 | 0
8229 | 1 | 0.00015001 | 0.00020287 | 0 | 5.8742e-05 | 0.00011416 | 0 | 0.36269 | 0.705 | 0.0001 | 0.16667 | 0.20773 | 0
8230 | 1 | 0.00013158 | 0.00020449 | 0 | 3.7595e-05 | 0.00011416 | 0 | 0.38591 | 0.7258 | 0.0001 | 0.16667 | 0.12029 | 0
8231 | 1 | 0.00013376 | 0.00021072 | 0 | 2.3497e-05 | 0.00011416 | 0 | 0.41153 | 0.7365 | 0.0001 | 0.15833 | 0.034298 | 0
8232 | 1 | 0.00012449 | 0.00021292 | 0 | 9.3987e-06 | 0.00011416 | 0 | 0.41313 | 0.7426 | 0.0001 | 0.15833 | 0.0013373 | 0
8233 | 1 | 9.8612e-05 | 0.000215 | 0 | 5.8742e-06 | 0.00011416 | 0 | 0.45396 | 0.754 | 0.0001 | 0.15 | 0.099011 | 0
8234 | 1 | 8.0135e-05 | 0.00021629 | 0 | 2.3497e-06 | 0.00011416 | 0 | 0.46117 | 0.7558 | 0.0001 | 0.15833 | 0.40079 | 0
8235 | 1 | 7.0014e-05 | 0.00021725 | 0 | 1.1748e-06 | 0.00011416 | 0 | 0.46918 | 0.7639 | 0.0001 | 0.15833 | 0.5179 | 0
8236 | 1 | 6.6658e-05 | 0.0002206 | 0 | 1.4098e-05 | 0.00011416 | 0 | 0.47238 | 0.7629 | 0.0001 | 0.15833 | 0.31703 | 0
8237 | 1 | 6.857e-05 | 0.00022568 | 0 | 3.7595e-05 | 0.00011416 | 0 | 0.45717 | 0.7631 | 0.0001 | 0.15833 | 0.091902 | 0
8238 | 1 | 8.5597e-05 | 0.00023114 | 0 | 9.3987e-05 | 0.00011416 | 0 | 0.45156 | 0.7719 | 0.0001 | 0.15833 | 0.0019297 | 0
8239 | 1 | 0.00012471 | 0.0002368 | 0 | 0.0001821 | 0.00011416 | 0 | 0.43235 | 0.781 | 0.0001 | 0.15833 | 0.022071 | 0
8240 | 1 | 0.00016018 | 0.00024196 | 0 | 0.0001586 | 0.00011416 | 0 | 0.42754 | 0.7894 | 0.0001 | 0.15 | 0.18459 | 0
8241 | 1 | 0.00016932 | 0.00024406 | 0 | 0.00014685 | 0.00011416 | 0.058277 | 0.41473 | 0.7949 | 0.0001 | 0.175 | 0.2269 | 0.058277
8242 | 1 | 0.00016769 | 0.00023727 | 0 | 0.00016448 | 0.00011416 | 0.23475 | 0.40112 | 0.7921 | 0.0001 | 0.16667 | 0.12983 | 0.23475
8243 | 1 | 0.00016675 | 0.00021941 | 0 | 0.00018797 | 0.00011416 | 0.31728 | 0.3707 | 0.8113 | 0.0001 | 0.15833 | 0.036217 | 0.31728
8244 | 1 | 0.00017127 | 0.00020256 | 0 | 0.00020677 | 0.00011416 | 0.45025 | 0.33467 | 0.8045 | 0.0001 | 0.15833 | 0.0013373 | 0.45025
8245 | 1 | 0.00016496 | 0.0001916 | 0 | 0.00018797 | 0.00011416 | 0.40468 | 0.35148 | 0.7968 | 0.0001 | 0.15833 | 0.10216 | 0.40468
8246 | 1 | 0.00016691 | 0.00019057 | 0 | 0.00019032 | 0.00011416 | 0.39118 | 0.35789 | 0.7932 | 0.0001 | 0.15 | 0.41249 | 0.39118
8247 | 1 | 0.00016279 | 0.00020133 | 0 | 0.00021382 | 0.00011416 | 0.22319 | 0.3691 | 0.7902 | 0.0001 | 0.14167 | 0.53329 | 0.22319
8248 | 1 | 0.00016097 | 0.00022193 | 0 | 0.00022322 | 0.00011416 | 0 | 0.3723 | 0.7908 | 0.0001 | 0.15833 | 0.32619 | 0
8249 | 1 | 0.00017415 | 0.00023741 | 0 | 0.00022322 | 0.00011416 | 0 | 0.40032 | 0.7867 | 0.0001 | 0.15 | 0.094518 | 0
8250 | 1 | 0.00019866 | 0.00024744 | 0 | 0.00016448 | 0.00011416 | 0 | 0.48359 | 0.7929 | 0.0001 | 0.15833 | 0.0019554 | 0
8251 | 1 | 0.00019623 | 0.00025512 | 0 | 0.00011748 | 0.00011416 | 0 | 0.52442 | 0.8087 | 0.0001 | 0.15833 | 0.023087 | 0
8252 | 1 | 0.00017653 | 0.00025859 | 0 | 8.8113e-05 | 0.00011416 | 0 | 0.48759 | 0.8189 | 0.0001 | 0.15833 | 0.19088 | 0
8253 | 1 | 0.00015237 | 0.00025936 | 0 | 5.8742e-05 | 0.00011416 | 0 | 0.5028 | 0.8045 | 0.0001 | 0.14167 | 0.23354 | 0
8254 | 1 | 0.00013284 | 0.00025788 | 0 | 3.7595e-05 | 0.00011416 | 0 | 0.5028 | 0.794 | 0.0001 | 0.13333 | 0.13312 | 0
8255 | 1 | 0.00013335 | 0.0002559 | 0 | 2.3497e-05 | 0.00011416 | 0 | 0.47238 | 0.7947 | 0.0001 | 0.125 | 0.036872 | 0
8256 | 1 | 0.0001294 | 0.00025372 | 0 | 9.3987e-06 | 0.00011416 | 0 | 0.498 | 0.766 | 0.0001 | 0.125 | 0.0013373 | 0
8257 | 1 | 0.0001054 | 0.00025093 | 0 | 5.8742e-06 | 0.00011416 | 0 | 0.54764 | 0.7567 | 0.0001 | 0.15833 | 0.10537 | 0
8258 | 1 | 8.8692e-05 | 0.00024402 | 0 | 2.3497e-06 | 0.00011416 | 0 | 0.56525 | 0.758 | 0.0001 | 0.175 | 0.42441 | 0
8259 | 1 | 7.8323e-05 | 0.00023303 | 0 | 1.1748e-06 | 0.00011416 | 0 | 0.57086 | 0.7303 | 0.0001 | 0.15833 | 0.54899 | 0
8260 | 1 | 7.5943e-05 | 0.00022662 | 0 | 1.4098e-05 | 0.00011416 | 0 | 0.59247 | 0.7169 | 0.0001 | 0.14167 | 0.33552 | 0
8261 | 1 | 7.8814e-05 | 0.00022317 | 0 | 3.7595e-05 | 0.00011416 | 0 | 0.57006 | 0.707 | 0.0001 | 0.14167 | 0.097183 | 0
8262 | 1 | 8.753e-05 | 0.00022105 | 0 | 9.3987e-05 | 0.00011416 | 0 | 0.48999 | 0.7306 | 0.0001 | 0.15 | 0.0019813 | 0
8263 | 1 | 0.00012293 | 0.0002188 | 0 | 0.0001821 | 0.00011416 | 0 | 0.52362 | 0.7261 | 0.0001 | 0.16667 | 0.024135 | 0
8264 | 1 | 0.00016074 | 0.00021509 | 0 | 0.0001586 | 0.00011416 | 0 | 0.53243 | 0.7285 | 0.0001 | 0.14167 | 0.1973 | 0
8265 | 1 | 0.0001776 | 0.00020648 | 0 | 0.00014685 | 0.00011416 | 0 | 0.46277 | 0.6837 | 0.0001 | 0.15 | 0.24031 | 0
8266 | 1 | 0.00018511 | 0.00019575 | 0 | 0.00016448 | 0.00011416 | 0 | 0.43155 | 0.6195 | 0.0001 | 0.15833 | 0.13647 | 0
8267 | 1 | 0.00018839 | 0.00018455 | 0 | 0.00018797 | 0.00011416 | 0 | 0.42594 | 0.6152 | 0.0001 | 0.16667 | 0.037535 | 0
8268 | 1 | 0.00019188 | 0.00017573 | 0 | 0.00020677 | 0.00011416 | 0 | 0.40352 | 0.6381 | 0.0001 | 0.16667 | 0.0013373 | 0
8269 | 1 | 0.00018288 | 0.00016854 | 0 | 0.00018797 | 0.00011416 | 0 | 0.36189 | 0.6362 | 0.0001 | 0.175 | 0.10537 | 0
8270 | 1 | 0.00018077 | 0.00016638 | 0 | 0.00019032 | 0.00011416 | 0 | 0.29624 | 0.6231 | 0.0001 | 0.175 | 0.42441 | 0
8271 | 1 | 0.0001738 | 0.00016631 | 0 | 0.00021382 | 0.00011416 | 0 | 0.2506 | 0.6507 | 0.0001 | 0.15833 | 0.54899 | 0
8272 | 1 | 0.00017302 | 0.00016305 | 0 | 0.00022322 | 0.00011416 | 0 | 0.23379 | 0.6524 | 0.0001 | 0.15833 | 0.33552 | 0
8273 | 1 | 0.00018508 | 0.00015565 | 0 | 0.00022322 | 0.00011416 | 0 | 0.30985 | 0.6093 | 0.0001 | 0.15833 | 0.097183 | 0
8274 | 1 | 0.00020215 | 0.00014745 | 0 | 0.00016448 | 0.00011416 | 0 | 0.46117 | 0.5635 | 0.0001 | 0.16667 | 0.0019813 | 0
8275 | 1 | 0.00019817 | 0.00014252 | 0 | 0.00011748 | 0.00011416 | 0 | 0.59808 | 0.5504 | 0.0001 | 0.15833 | 0.024135 | 0
8276 | 1 | 0.00017705 | 0.00014158 | 0 | 8.8113e-05 | 0.00011416 | 0 | 0.66773 | 0.5747 | 0.0001 | 0.16667 | 0.1973 | 0
8277 | 1 | 0.00015973 | 0.00014659 | 0 | 5.8742e-05 | 0.00011416 | 0 | 0.61169 | 0.576 | 0.0001 | 0.16667 | 0.24031 | 0
8278 | 1 | 0.00013773 | 0.00015476 | 0 | 3.7595e-05 | 0.00011416 | 0 | 0.51481 | 0.5486 | 0.0001 | 0.18333 | 0.13647 | 0
8279 | 1 | 0.00014293 | 0.00016486 | 0 | 2.3497e-05 | 0.00011416 | 0 | 0.45957 | 0.4982 | 0.0001 | 0.19167 | 0.037535 | 0
8280 | 1 | 0.00013945 | 0.00017467 | 0 | 9.3987e-06 | 0.00011416 | 0 | 0.35068 | 0.4795 | 0.0001 | 0.18333 | 0.0013373 | 0
8281 | 1 | 0.0001119 | 0.00018277 | 0 | 5.8742e-06 | 0.00011416 | 0 | 0.35308 | 0.4641 | 0.0001 | 0.18333 | 0.10216 | 0
8282 | 1 | 8.8801e-05 | 0.0001902 | 0 | 2.3497e-06 | 0.00011416 | 0 | 0.32906 | 0.4359 | 0.0001 | 0.18333 | 0.41249 | 0
8283 | 1 | 7.2132e-05 | 0.0001964 | 0 | 1.1748e-06 | 0.00011416 | 0 | 0.24259 | 0.4077 | 0.0001 | 0.175 | 0.53329 | 0
8284 | 1 | 5.9579e-05 | 0.00020249 | 0 | 1.4098e-05 | 0.00011416 | 0 | 0.21457 | 0.361 | 0.0001 | 0.175 | 0.32619 | 0
8285 | 1 | 5.3398e-05 | 0.00020736 | 0 | 3.7595e-05 | 0.00011416 | 0 | 0.16573 | 0.2824 | 0.0001 | 0.18333 | 0.094518 | 0
8286 | 1 | 5.6069e-05 | 0.00021086 | 0 | 9.3987e-05 | 0.00011416 | 0 | 0.13291 | 0.2021 | 0.0001 | 0.18333 | 0.0019554 | 0
8287 | 1 | 6.6146e-05 | 0.00021072 | 0 | 0.0001821 | 0.00011416 | 0 | 0.1225 | 0.1326 | 0.0001 | 0.175 | 0.023087 | 0
8288 | 1 | 8.1319e-05 | 0.00021163 | 0 | 0.0001586 | 0.00011416 | 0 | 0.11209 | 0.0905 | 0.0001 | 0.175 | 0.19088 | 0
8289 | 1 | 0.0001071 | 0.00020127 | 0 | 0.00014685 | 0.00011416 | 0 | 0.10729 | 0.0865 | 0.0001 | 0.19167 | 0.23354 | 0
8290 | 1 | 0.00012309 | 0.00017997 | 0 | 0.00016448 | 0.00011416 | 0.23905 | 0.10729 | 0.127 | 0.0001 | 0.19167 | 0.13312 | 0.23905
8291 | 1 | 0.00013486 | 0.00016409 | 0 | 0.00018797 | 0.00011416 | 0 | 0.090472 | 0.1809 | 0.0001 | 0.19167 | 0.036872 | 0
8292 | 1 | 0.00013992 | 0.00015088 | 0 | 0.00020677 | 0.00011416 | 0 | 0.081665 | 0.271 | 0.0001 | 0.18333 | 0.0013373 | 0
8293 | 1 | 0.00014084 | 0.00014228 | 0 | 0.00018797 | 0.00011416 | 0.019567 | 0.10889 | 0.4243 | 0.0001 | 0.16667 | 0.095931 | 0.019567
8294 | 1 | 0.0001381 | 0.00013605 | 0 | 0.00019032 | 0.00011416 | 0.0070423 | 0.17934 | 0.6084 | 0.0001 | 0.175 | 0.38931 | 0.0070423
8295 | 1 | 0.00013078 | 0.00013104 | 0 | 0.00021382 | 0.00011416 | 0.013249 | 0.27782 | 0.7186 | 0.0001 | 0.18333 | 0.50281 | 0.013249
8296 | 1 | 0.0001265 | 0.00013059 | 0 | 0.00022322 | 0.00011416 | 0 | 0.32986 | 0.8401 | 0.0001 | 0.18333 | 0.30805 | 0
8297 | 1 | 0.00013026 | 0.00013354 | 0 | 0.00022322 | 0.00011416 | 0 | 0.39392 | 0.9104 | 0.0001 | 0.18333 | 0.089335 | 0
8298 | 1 | 0.00014413 | 0.00013624 | 0 | 0.00016448 | 0.00011416 | 0 | 0.4956 | 0.941 | 0.0001 | 0.18333 | 0.0019042 | 0
8299 | 1 | 0.00014625 | 0.00013565 | 0 | 0.00011748 | 0.00011416 | 0 | 0.60528 | 0.9525 | 0.0001 | 0.18333 | 0.021085 | 0
8300 | 1 | 0.00013637 | 0.00013286 | 0 | 8.8113e-05 | 0.00011416 | 0 | 0.70296 | 0.9595 | 0.0001 | 0.18333 | 0.17845 | 0
8301 | 1 | 0.00011717 | 0.00013314 | 0 | 5.8742e-05 | 0.00011416 | 0 | 0.77262 | 0.9586 | 0.0001 | 0.18333 | 0.22038 | 0
8302 | 1 | 0.0001007 | 0.00013786 | 0 | 3.7595e-05 | 0.00011416 | 0 | 0.81345 | 0.9693 | 0.0001 | 0.18333 | 0.1266 | 0
8303 | 1 | 0.00010392 | 0.00014387 | 0 | 2.3497e-05 | 0.00011416 | 0 | 0.80464 | 0.9725 | 0.0001 | 0.18333 | 0.03557 | 0
8304 | 1 | 0.00010409 | 0.00014821 | 0 | 9.3987e-06 | 0.00011416 | 0 | 0.78383 | 0.9583 | 0.0001 | 0.175 | 0.0013373 | 0
8305 | 1 | 8.5587e-05 | 0.00015055 | 0 | 5.8742e-06 | 0.00011416 | 0 | 0.747 | 0.8897 | 0.0001 | 0.175 | 0.089964 | 0
8306 | 1 | 6.5565e-05 | 0.00015155 | 0 | 2.3497e-06 | 0.00011416 | 0 | 0.73339 | 0.7373 | 0.0001 | 0.16667 | 0.36702 | 0
8307 | 1 | 5.0497e-05 | 0.00015177 | 0 | 1.1748e-06 | 0.00011416 | 0 | 0.69095 | 0.4476 | 0.0001 | 0.16667 | 0.47351 | 0
8308 | 1 | 3.925e-05 | 0.00015179 | 0 | 1.4098e-05 | 0.00011416 | 0 | 0.60528 | 0.2201 | 0.0001 | 0.16667 | 0.2906 | 0
8309 | 1 | 3.9265e-05 | 0.00015078 | 0 | 3.7595e-05 | 0.00011416 | 0 | 0.4988 | 0.1297 | 0.0001 | 0.16667 | 0.084345 | 0
8310 | 1 | 4.2398e-05 | 0.00015216 | 0 | 9.3987e-05 | 0.00011416 | 0 | 0.3699 | 0.0897 | 0.0001 | 0.175 | 0.0018538 | 0
8311 | 1 | 5.2517e-05 | 0.00015603 | 0 | 0.0001821 | 0.00011416 | 0 | 0.31545 | 0.0566 | 0.0001 | 0.175 | 0.019201 | 0
8312 | 1 | 6.084e-05 | 0.00015973 | 0 | 0.0001586 | 0.00011416 | 0 | 0.2546 | 0.044 | 0.0001 | 0.175 | 0.16657 | 0
8313 | 1 | 8.0802e-05 | 0.00016057 | 0 | 0.00014685 | 0.00011416 | 0 | 0.21777 | 0.0496 | 0.0001 | 0.18333 | 0.20773 | 0
8314 | 1 | 9.8458e-05 | 0.00015774 | 0 | 0.00016448 | 0.00011416 | 0 | 0.19936 | 0.0626 | 0.0001 | 0.18333 | 0.12029 | 0
8315 | 1 | 0.00011704 | 0.00015546 | 0 | 0.00018797 | 0.00011416 | 0 | 0.1225 | 0.0807 | 0.0001 | 0.18333 | 0.034298 | 0
8316 | 1 | 0.00013137 | 0.00015361 | 0 | 0.00020677 | 0.00011416 | 0 | 0.10809 | 0.0874 | 0.0001 | 0.18333 | 0.0013373 | 0
8317 | 1 | 0.0001359 | 0.00015205 | 0 | 0.00018797 | 0.00011416 | 0 | 0.067254 | 0.0913 | 0.0001 | 0.18333 | 0.078782 | 0
8318 | 1 | 0.00012457 | 0.00015191 | 0 | 0.00019032 | 0.00011416 | 0 | 0.034428 | 0.093 | 0.0001 | 0.19167 | 0.32501 | 0
8319 | 1 | 0.00011506 | 0.00015505 | 0 | 0.00021382 | 0.00011416 | 0 | 0.027222 | 0.0942 | 0.0001 | 0.19167 | 0.41838 | 0
8320 | 1 | 0.0001107 | 0.00016355 | 0 | 0.00022322 | 0.00011416 | 0 | 0.030424 | 0.0959 | 0.0001 | 0.19167 | 0.25771 | 0
8321 | 1 | 0.00011775 | 0.00016795 | 0 | 0.00022322 | 0.00011416 | 0 | 0.039231 | 0.0907 | 0.0001 | 0.19167 | 0.074929 | 0
8322 | 1 | 0.00013731 | 0.0001679 | 0 | 0.00016448 | 0.00011416 | 0 | 0.04964 | 0.0784 | 0.0001 | 0.19167 | 0.0017558 | 0
8323 | 1 | 0.00014142 | 0.00016816 | 0 | 0.00011748 | 0.00011416 | 0 | 0.054444 | 0.077 | 0.0001 | 0.19167 | 0.015778 | 0
8324 | 1 | 0.00013829 | 0.00016851 | 0 | 8.8113e-05 | 0.00011416 | 0 | 0.060048 | 0.0909 | 0.0001 | 0.18333 | 0.14442 | 0
8325 | 1 | 0.00012567 | 0.00016896 | 0 | 5.8742e-05 | 0.00011416 | 0 | 0.057646 | 0.1089 | 0.0001 | 0.18333 | 0.1839 | 0
8326 | 1 | 0.00010841 | 0.00016931 | 0 | 3.7595e-05 | 0.00011416 | 0 | 0.04964 | 0.1335 | 0.0001 | 0.18333 | 0.10831 | 0
8327 | 1 | 0.00011008 | 0.0001701 | 0 | 2.3497e-05 | 0.00011416 | 0 | 0.059247 | 0.1601 | 0.0001 | 0.175 | 0.031847 | 0
8328 | 1 | 0.00010626 | 0.00017182 | 0 | 9.3987e-06 | 0.00011416 | 0 | 0.094476 | 0.1719 | 0.0001 | 0.175 | 0.0013373 | 0
8329 | 1 | 8.5203e-05 | 0.00017474 | 0 | 5.8742e-06 | 0.00011416 | 0 | 0.10488 | 0.1649 | 0.0001 | 0.175 | 0.068568 | 0
8330 | 1 | 6.6218e-05 | 0.00017928 | 0 | 2.3497e-06 | 0.00011416 | 0 | 0.095276 | 0.1551 | 0.0001 | 0.175 | 0.28635 | 0
8331 | 1 | 5.0171e-05 | 0.0001875 | 0 | 1.1748e-06 | 0.00011416 | 0 | 0.08727 | 0.159 | 0.0001 | 0.175 | 0.36769 | 0
8332 | 1 | 4.3989e-05 | 0.00019725 | 0 | 1.4098e-05 | 0.00011416 | 0 | 0.064852 | 0.1715 | 0.0001 | 0.175 | 0.22739 | 0
8333 | 1 | 4.5502e-05 | 0.00020668 | 0 | 3.7595e-05 | 0.00011416 | 0 | 0.068054 | 0.173 | 0.0001 | 0.175 | 0.066242 | 0
8334 | 1 | 6.7016e-05 | 0.00021533 | 0 | 9.3987e-05 | 0.00011416 | 0 | 0.065653 | 0.1659 | 0.0001 | 0.175 | 0.0016614 | 0
8335 | 1 | 0.00011134 | 0.00022111 | 0 | 0.0001821 | 0.00011416 | 0 | 0.068855 | 0.1498 | 0.0001 | 0.175 | 0.012788 | 0
8336 | 1 | 0.00015028 | 0.00022702 | 0 | 0.0001586 | 0.00011416 | 0 | 0.092874 | 0.1491 | 0.0001 | 0.175 | 0.12432 | 0
8337 | 1 | 0.00016776 | 0.00022641 | 0 | 0.00014685 | 0.00011416 | 0.10258 | 0.11049 | 0.156 | 0.0001 | 0.18333 | 0.16196 | 0.10258
8338 | 1 | 0.00016839 | 0.00021982 | 0 | 0.00016448 | 0.00011416 | 0.3225 | 0.1305 | 0.1584 | 0.0001 | 0.18333 | 0.097148 | 0.3225
8339 | 1 | 0.00016738 | 0.00021048 | 0 | 0.00018797 | 0.00011416 | 0.22421 | 0.11449 | 0.1572 | 0.0001 | 0.19167 | 0.029515 | 0.22421
8340 | 1 | 0.00017242 | 0.00020092 | 0 | 0.00020677 | 0.00011416 | 0.52641 | 0.10809 | 0.1597 | 0.0001 | 0.18333 | 0.0013373 | 0.52641
8341 | 1 | 0.00016625 | 0.00018788 | 0 | 0.00018797 | 0.00011416 | 0.57438 | 0.095276 | 0.161 | 0.0001 | 0.19167 | 0.057093 | 0.57438
8342 | 1 | 0.00016546 | 0.00017715 | 0 | 0.00019032 | 0.00011416 | 0.4674 | 0.07446 | 0.1585 | 0.0001 | 0.18333 | 0.24249 | 0.4674
8343 | 1 | 0.00016105 | 0.00018306 | 0 | 0.00021382 | 0.00011416 | 0.20455 | 0.077662 | 0.1563 | 0.0001 | 0.19167 | 0.31032 | 0.20455
8344 | 1 | 0.00016124 | 0.0002124 | 0 | 0.00022322 | 0.00011416 | 0 | 0.082466 | 0.1469 | 0.0001 | 0.19167 | 0.19297 | 0
8345 | 1 | 0.00017166 | 0.00021795 | 0 | 0.00022322 | 0.00011416 | 0 | 0.10649 | 0.1414 | 0.0001 | 0.19167 | 0.056361 | 0
8346 | 1 | 0.0001973 | 0.00021634 | 0 | 0.00016448 | 0.00011416 | 0 | 0.15532 | 0.1366 | 0.0001 | 0.19167 | 0.0015481 | 0
8347 | 1 | 0.00019635 | 0.00021406 | 0 | 0.00011748 | 0.00011416 | 0 | 0.19055 | 0.1321 | 0.0001 | 0.19167 | 0.0096143 | 0
8348 | 1 | 0.00017841 | 0.00020964 | 0 | 8.8113e-05 | 0.00011416 | 0 | 0.19936 | 0.1317 | 0.0001 | 0.19167 | 0.10194 | 0
8349 | 1 | 0.00015404 | 0.00020491 | 0 | 5.8742e-05 | 0.00011416 | 0 | 0.22098 | 0.1379 | 0.0001 | 0.18333 | 0.13708 | 0
8350 | 1 | 0.00013386 | 0.00020008 | 0 | 3.7595e-05 | 0.00011416 | 0 | 0.22578 | 0.1359 | 0.0001 | 0.175 | 0.084313 | 0
8351 | 1 | 0.00013215 | 0.00019594 | 0 | 2.3497e-05 | 0.00011416 | 0 | 0.20737 | 0.1302 | 0.0001 | 0.18333 | 0.026764 | 0
8352 | 1 | 0.00012862 | 0.00019647 | 0 | 9.3987e-06 | 0.00011416 | 0 | 0.19135 | 0.1122 | 0.0001 | 0.18333 | 0.0013373 | 0
8353 | 1 | 0.0001036 | 0.00019921 | 0 | 5.8742e-06 | 0.00011416 | 0 | 0.20416 | 0.0812 | 0.0001 | 0.18333 | 0.046976 | 0
8354 | 1 | 8.6835e-05 | 0.00019826 | 0 | 2.3497e-06 | 0.00011416 | 0 | 0.19376 | 0.0516 | 0.0001 | 0.18333 | 0.20336 | 0
8355 | 1 | 7.3721e-05 | 0.00019774 | 0 | 1.1748e-06 | 0.00011416 | 0 | 0.16894 | 0.0309 | 0.0001 | 0.18333 | 0.25925 | 0
8356 | 1 | 6.8042e-05 | 0.00020051 | 0 | 1.4098e-05 | 0.00011416 | 0 | 0.16974 | 0.0233 | 0.0001 | 0.18333 | 0.1622 | 0
8357 | 1 | 7.06e-05 | 0.00020378 | 0 | 3.7595e-05 | 0.00011416 | 0 | 0.17854 | 0.0312 | 0.0001 | 0.18333 | 0.047516 | 0
8358 | 1 | 8.7146e-05 | 0.00020484 | 0 | 9.3987e-05 | 0.00011416 | 0 | 0.1209 | 0.0494 | 0.0001 | 0.18333 | 0.0014402 | 0
8359 | 1 | 0.00012768 | 0.00020421 | 0 | 0.0001821 | 0.00011416 | 0 | 0.1281 | 0.0643 | 0.0001 | 0.18333 | 0.0070149 | 0
8360 | 1 | 0.00016442 | 0.00020476 | 0 | 0.0001586 | 0.00011416 | 0 | 0.11769 | 0.0753 | 0.0001 | 0.18333 | 0.082421 | 0
8361 | 1 | 0.00018024 | 0.00019516 | 0 | 0.00014685 | 0.00011416 | 0.028726 | 0.15292 | 0.0873 | 0.0001 | 0.18333 | 0.11489 | 0.028726
8362 | 1 | 0.00017983 | 0.00017737 | 0 | 0.00016448 | 0.00011416 | 0.093455 | 0.16013 | 0.0949 | 0.0001 | 0.18333 | 0.072661 | 0.093455
8363 | 1 | 0.00017954 | 0.00015851 | 0 | 0.00018797 | 0.00011416 | 0.035735 | 0.15853 | 0.1113 | 0.0001 | 0.16667 | 0.02419 | 0.035735
8364 | 1 | 0.00018798 | 0.00014479 | 0 | 0.00020677 | 0.00011416 | 0 | 0.11689 | 0.1339 | 0.0001 | 0.15 | 0.0013373 | 0
8365 | 1 | 0.00018357 | 0.00013813 | 0 | 0.00018797 | 0.00011416 | 0.085555 | 0.083267 | 0.15 | 0.0001 | 0.15833 | 0.038131 | 0.085555
8366 | 1 | 0.00017922 | 0.00013724 | 0 | 0.00019032 | 0.00011416 | 0.11002 | 0.055244 | 0.1609 | 0.0001 | 0.15833 | 0.16868 | 0.11002
8367 | 1 | 0.00017767 | 0.00014088 | 0 | 0.00021382 | 0.00011416 | 0 | 0.070456 | 0.2107 | 0.0001 | 0.15833 | 0.21411 | 0
8368 | 1 | 0.00017722 | 0.00014868 | 0 | 0.00022322 | 0.00011416 | 0 | 0.10408 | 0.2685 | 0.0001 | 0.16667 | 0.1349 | 0
8369 | 1 | 0.00018684 | 0.00015046 | 0 | 0.00022322 | 0.00011416 | 0 | 0.15612 | 0.3133 | 0.0001 | 0.16667 | 0.039648 | 0
8370 | 1 | 0.00020574 | 0.00014954 | 0 | 0.00016448 | 0.00011416 | 0 | 0.20496 | 0.3318 | 0.0001 | 0.16667 | 0.0013373 | 0
8371 | 1 | 0.00020289 | 0.00014718 | 0 | 0.00011748 | 0.00011416 | 0 | 0.28022 | 0.3964 | 0.0001 | 0.18333 | 0.0049321 | 0
8372 | 1 | 0.0001846 | 0.00014382 | 0 | 8.8113e-05 | 0.00011416 | 0 | 0.31865 | 0.4315 | 0.0001 | 0.18333 | 0.065567 | 0
8373 | 1 | 0.00016208 | 0.00014064 | 0 | 5.8742e-05 | 0.00011416 | 0 | 0.34508 | 0.4526 | 0.0001 | 0.16667 | 0.09524 | 0
8374 | 1 | 0.00013947 | 0.00013743 | 0 | 3.7595e-05 | 0.00011416 | 0 | 0.38431 | 0.4354 | 0.0001 | 0.15833 | 0.062136 | 0
8375 | 1 | 0.00014273 | 0.00013507 | 0 | 2.3497e-05 | 0.00011416 | 0 | 0.3763 | 0.4396 | 0.0001 | 0.15833 | 0.021786 | 0
8376 | 1 | 0.0001406 | 0.00013444 | 0 | 9.3987e-06 | 0.00011416 | 0 | 0.39311 | 0.4616 | 0.0001 | 0.175 | 0.0013373 | 0
8377 | 1 | 0.00010847 | 0.00013422 | 0 | 5.8742e-06 | 0.00011416 | 0 | 0.35629 | 0.4864 | 0.0001 | 0.19167 | 0.029075 | 0
8378 | 1 | 8.8548e-05 | 0.00013225 | 0 | 2.3497e-06 | 0.00011416 | 0 | 0.36669 | 0.4755 | 0.0001 | 0.19167 | 0.13256 | 0
8379 | 1 | 7.4599e-05 | 0.00012933 | 0 | 1.1748e-06 | 0.00011416 | 0 | 0.40352 | 0.4822 | 0.0001 | 0.19167 | 0.16727 | 0
8380 | 1 | 7.4918e-05 | 0.00012581 | 0 | 1.4098e-05 | 0.00011416 | 0 | 0.42274 | 0.4975 | 0.0001 | 0.19167 | 0.1064 | 0
8381 | 1 | 7.3665e-05 | 0.0001217 | 0 | 3.7595e-05 | 0.00011416 | 0 | 0.35148 | 0.5266 | 0.0001 | 0.19167 | 0.031417 | 0
8382 | 1 | 9.2499e-05 | 0.0001168 | 0 | 9.3987e-05 | 0.00011416 | 0 | 0.33627 | 0.6059 | 0.0001 | 0.19167 | 0.0012206 | 0
8383 | 1 | 0.00013377 | 0.00011369 | 0 | 0.0001821 | 0.00011416 | 0 | 0.3723 | 0.6537 | 0.0001 | 0.19167 | 0.0030341 | 0
8384 | 1 | 0.00016953 | 0.00011108 | 0 | 0.0001586 | 0.00011416 | 0 | 0.36109 | 0.6466 | 0.0001 | 0.175 | 0.048587 | 0
8385 | 1 | 0.00018898 | 0.00010703 | 0 | 0.00014685 | 0.00011416 | 0 | 0.35629 | 0.6529 | 0.0001 | 0.175 | 0.074782 | 0
8386 | 1 | 0.00019251 | 0.00010015 | 0 | 0.00016448 | 0.00011416 | 0 | 0.36349 | 0.7208 | 0.0001 | 0.19167 | 0.050911 | 0
8387 | 1 | 0.00019714 | 9.0153e-05 | 0 | 0.00018797 | 0.00011416 | 0 | 0.3779 | 0.7058 | 0.0001 | 0.18333 | 0.019119 | 0
8388 | 1 | 0.00020549 | 7.6105e-05 | 0 | 0.00020677 | 0.00011416 | 0.0066189 | 0.38831 | 0.7167 | 0.0001 | 0.18333 | 0.0013373 | 0.0066189
8389 | 1 | 0.00019784 | 6.3418e-05 | 0 | 0.00018797 | 0.00011416 | 0 | 0.38431 | 0.7233 | 0.0001 | 0.175 | 0.022727 | 0
8390 | 1 | 0.0001986 | 5.8898e-05 | 0 | 0.00019032 | 0.00011416 | 0 | 0.42834 | 0.6852 | 0.0001 | 0.175 | 0.10674 | 0
8391 | 1 | 0.00019064 | 6.2842e-05 | 0 | 0.00021382 | 0.00011416 | 0.0044683 | 0.3763 | 0.7074 | 0.0001 | 0.175 | 0.1339 | 0.0044683
8392 | 1 | 0.00018972 | 7.08e-05 | 0 | 0.00022322 | 0.00011416 | 0 | 0.32826 | 0.7134 | 0.0001 | 0.16667 | 0.085976 | 0
8393 | 1 | 0.00019773 | 7.319e-05 | 0 | 0.00022322 | 0.00011416 | 0 | 0.40112 | 0.6853 | 0.0001 | 0.18333 | 0.025498 | 0
8394 | 1 | 0.00021369 | 7.244e-05 | 0 | 0.00016448 | 0.00011416 | 0 | 0.44676 | 0.6188 | 0.0001 | 0.18333 | 0.0011286 | 0
8395 | 1 | 0.00020783 | 7.5808e-05 | 0 | 0.00011748 | 0.00011416 | 0 | 0.40192 | 0.5587 | 0.0001 | 0.18333 | 0.0018864 | 0
8396 | 1 | 0.00019076 | 8.1253e-05 | 0 | 8.8113e-05 | 0.00011416 | 0 | 0.38671 | 0.4791 | 0.0001 | 0.18333 | 0.036909 | 0
8397 | 1 | 0.00016428 | 8.4604e-05 | 0 | 5.8742e-05 | 0.00011416 | 0 | 0.35468 | 0.5594 | 0.0001 | 0.175 | 0.060161 | 0
8398 | 1 | 0.00014446 | 8.2841e-05 | 0 | 3.7595e-05 | 0.00011416 | 0 | 0.29944 | 0.5776 | 0.0001 | 0.175 | 0.042662 | 0
8399 | 1 | 0.00014688 | 7.8129e-05 | 0 | 2.3497e-05 | 0.00011416 | 0 | 0.30504 | 0.5743 | 0.0001 | 0.175 | 0.01707 | 0
8400 | 1 | 0.00014222 | 7.4307e-05 | 0 | 9.3987e-06 | 0.00011416 | 0 | 0.34908 | 0.5969 | 0.0001 | 0.16667 | 0.0013373 | 0
8401 | 1 | 0.00011156 | 7.4238e-05 | 0 | 5.8742e-06 | 0.00011416 | 0 | 0.32026 | 0.5947 | 0.0001 | 0.175 | 0.017378 | 0
8402 | 1 | 8.7246e-05 | 7.7309e-05 | 0 | 2.3497e-06 | 0.00011416 | 0 | 0.29864 | 0.59 | 0.0001 | 0.175 | 0.084504 | 0
8403 | 1 | 7.2063e-05 | 8.3225e-05 | 0 | 1.1748e-06 | 0.00011416 | 0 | 0.31305 | 0.5492 | 0.0001 | 0.175 | 0.10529 | 0
8404 | 1 | 6.3638e-05 | 9.1183e-05 | 0 | 1.4098e-05 | 0.00011416 | 0 | 0.31305 | 0.511 | 0.0001 | 0.175 | 0.068347 | 0
8405 | 1 | 6.6636e-05 | 9.7779e-05 | 0 | 3.7595e-05 | 0.00011416 | 0 | 0.32666 | 0.5316 | 0.0001 | 0.175 | 0.020374 | 0
8406 | 1 | 8.357e-05 | 0.00010319 | 0 | 9.3987e-05 | 0.00011416 | 0 | 0.36189 | 0.5274 | 0.0001 | 0.175 | 0.0010414 | 0
8407 | 1 | 0.00012263 | 0.00010858 | 0 | 0.0001821 | 0.00011416 | 0 | 0.39552 | 0.5152 | 0.0001 | 0.175 | 0.0010722 | 0
8408 | 1 | 0.00015822 | 0.00011455 | 0 | 0.0001586 | 0.00011416 | 0 | 0.44275 | 0.5072 | 0.0001 | 0.175 | 0.02727 | 0
8409 | 1 | 0.00017306 | 0.0001146 | 0 | 0.00014685 | 0.00011416 | 0 | 0.46277 | 0.5053 | 0.0001 | 0.18333 | 0.047581 | 0
8410 | 1 | 0.00017041 | 0.00010291 | 0 | 0.00016448 | 0.00011416 | 0.248 | 0.45637 | 0.496 | 0.0001 | 0.19167 | 0.035355 | 0.248
8411 | 1 | 0.00017005 | 8.216e-05 | 0 | 0.00018797 | 0.00011416 | 0.31316 | 0.41633 | 0.4966 | 0.0001 | 0.19167 | 0.015172 | 0.31316
8412 | 1 | 0.00017624 | 5.9666e-05 | 0 | 0.00020677 | 0.00011416 | 0.32172 | 0.3787 | 0.5239 | 0.0001 | 0.18333 | 0.0013373 | 0.32172
8413 | 1 | 0.00016972 | 4.485e-05 | 0 | 0.00018797 | 0.00011416 | 0.42616 | 0.38671 | 0.5525 | 0.0001 | 0.19167 | 0.01376 | 0.42616
8414 | 1 | 0.00016683 | 4.197e-05 | 0 | 0.00019032 | 0.00011416 | 0.064094 | 0.34588 | 0.5796 | 0.0001 | 0.19167 | 0.069123 | 0.064094
8415 | 1 | 0.0001621 | 5.286e-05 | 0 | 0.00021382 | 0.00011416 | 0.1787 | 0.36269 | 0.59 | 0.0001 | 0.19167 | 0.08559 | 0.1787
8416 | 1 | 0.00016097 | 6.8269e-05 | 0 | 0.00022322 | 0.00011416 | 0 | 0.3691 | 0.5945 | 0.0001 | 0.19167 | 0.056119 | 0
8417 | 1 | 0.00017071 | 7.6122e-05 | 0 | 0.00022322 | 0.00011416 | 0 | 0.40833 | 0.5745 | 0.0001 | 0.19167 | 0.016808 | 0
8418 | 1 | 0.00019722 | 8.0834e-05 | 0 | 0.00016448 | 0.00011416 | 0 | 0.54844 | 0.561 | 0.0001 | 0.10833 | 0.00097493 | 0
8419 | 1 | 0.00019089 | 8.3626e-05 | 0 | 0.00011748 | 0.00011416 | 0 | 0.57406 | 0.5612 | 0.0001 | 0.2 | 0.00062252 | 0
8420 | 1 | 0.00017257 | 8.4726e-05 | 0 | 8.8113e-05 | 0.00011416 | 0 | 0.54524 | 0.5552 | 0.0001 | 0.2 | 0.020896 | 0
8421 | 1 | 0.00015304 | 8.5878e-05 | 0 | 5.8742e-05 | 0.00011416 | 0 | 0.6277 | 0.5331 | 0.0001 | 0.19167 | 0.038885 | 0
8422 | 1 | 0.00013184 | 8.8181e-05 | 0 | 3.7595e-05 | 0.00011416 | 0 | 0.55244 | 0.4858 | 0.0001 | 0.19167 | 0.030151 | 0
8423 | 1 | 0.00013375 | 9.2579e-05 | 0 | 2.3497e-05 | 0.00011416 | 0 | 0.51081 | 0.476 | 0.0001 | 0.18333 | 0.01376 | 0
8424 | 1 | 0.00012548 | 9.9193e-05 | 0 | 9.3987e-06 | 0.00011416 | 0 | 0.41473 | 0.5572 | 0.0001 | 0.18333 | 0.0013373 | 0
8425 | 1 | 9.574e-05 | 0.00010338 | 0 | 5.8742e-06 | 0.00011416 | 0 | 0.35629 | 0.5169 | 0.0001 | 0.18333 | 0.039802 | 0
8426 | 1 | 7.4736e-05 | 0.00010668 | 0 | 2.3497e-06 | 0.00011416 | 0 | 0.32826 | 0.4901 | 0.0001 | 0.18333 | 0.17527 | 0
8427 | 1 | 6.2609e-05 | 0.0001076 | 0 | 1.1748e-06 | 0.00011416 | 0 | 0.30264 | 0.4696 | 0.0001 | 0.18333 | 0.22268 | 0
8428 | 1 | 5.4887e-05 | 0.00010966 | 0 | 1.4098e-05 | 0.00011416 | 0 | 0.22818 | 0.4531 | 0.0001 | 0.18333 | 0.14009 | 0
8429 | 1 | 5.7499e-05 | 0.00011575 | 0 | 3.7595e-05 | 0.00011416 | 0 | 0.18735 | 0.4625 | 0.0001 | 0.18333 | 0.041147 | 0
8430 | 1 | 7.4087e-05 | 0.00012345 | 0 | 9.3987e-05 | 0.00011416 | 0 | 0.17134 | 0.4567 | 0.0001 | 0.18333 | 0.0013575 | 0
8431 | 1 | 0.00011403 | 0.00013134 | 0 | 0.0001821 | 0.00011416 | 0 | 0.21217 | 0.4479 | 0.0001 | 0.18333 | 0.0053101 | 0
8432 | 1 | 0.00015265 | 0.00013902 | 0 | 0.0001586 | 0.00011416 | 0 | 0.17694 | 0.4366 | 0.0001 | 0.18333 | 0.068734 | 0
8433 | 1 | 0.00016729 | 0.00013488 | 0 | 0.00014685 | 0.00011416 | 0.010307 | 0.16493 | 0.422 | 0.0001 | 0.2 | 0.098975 | 0.010307
8434 | 1 | 0.00017142 | 0.00011827 | 0 | 0.00016448 | 0.00011416 | 0.054411 | 0.15693 | 0.4234 | 0.0001 | 0.19167 | 0.064153 | 0.054411
8435 | 1 | 0.00017552 | 9.8338e-05 | 0 | 0.00018797 | 0.00011416 | 0.014441 | 0.13291 | 0.3902 | 0.0001 | 0.19167 | 0.022253 | 0.014441
8436 | 1 | 0.00017715 | 8.4028e-05 | 0 | 0.00020677 | 0.00011416 | 0 | 0.11609 | 0.3818 | 0.0001 | 0.19167 | 0.0013373 | 0
8437 | 1 | 0.00016887 | 8.1881e-05 | 0 | 0.00018797 | 0.00011416 | 0.0099283 | 0.1209 | 0.4291 | 0.0001 | 0.19167 | 0.046976 | 0.0099283
8438 | 1 | 0.00016511 | 8.7658e-05 | 0 | 0.00019032 | 0.00011416 | 0.049898 | 0.14011 | 0.4311 | 0.0001 | 0.19167 | 0.20336 | 0.049898
8439 | 1 | 0.00015333 | 9.8512e-05 | 0 | 0.00021382 | 0.00011416 | 0.013405 | 0.15853 | 0.4139 | 0.0001 | 0.19167 | 0.25925 | 0.013405
8440 | 1 | 0.00014637 | 0.00012816 | 0 | 0.00022322 | 0.00011416 | 0 | 0.15773 | 0.4043 | 0.0001 | 0.19167 | 0.1622 | 0
8441 | 1 | 0.00015462 | 0.00013495 | 0 | 0.00022322 | 0.00011416 | 0 | 0.1289 | 0.3769 | 0.0001 | 0.19167 | 0.047516 | 0
8442 | 1 | 0.0001729 | 0.00013013 | 0 | 0.00016448 | 0.00011416 | 0 | 0.16894 | 0.3919 | 0.0001 | 0.19167 | 0.0014402 | 0
8443 | 1 | 0.00016754 | 0.0001265 | 0 | 0.00011748 | 0.00011416 | 0 | 0.22898 | 0.3925 | 0.0001 | 0.19167 | 0.0070149 | 0
8444 | 1 | 0.00015039 | 0.00012268 | 0 | 8.8113e-05 | 0.00011416 | 0 | 0.28423 | 0.3858 | 0.0001 | 0.18333 | 0.082421 | 0
8445 | 1 | 0.00012829 | 0.00012104 | 0 | 5.8742e-05 | 0.00011416 | 0 | 0.26821 | 0.425 | 0.0001 | 0.15833 | 0.11489 | 0
8446 | 1 | 0.00010859 | 0.00012024 | 0 | 3.7595e-05 | 0.00011416 | 0 | 0.23779 | 0.4598 | 0.0001 | 0.15833 | 0.072661 | 0
8447 | 1 | 0.00011301 | 0.00011956 | 0 | 2.3497e-05 | 0.00011416 | 0 | 0.2554 | 0.5348 | 0.0001 | 0.15833 | 0.02419 | 0
8448 | 1 | 0.00011563 | 0.00011856 | 0 | 9.3987e-06 | 0.00011416 | 0 | 0.26661 | 0.4852 | 0.0001 | 0.15833 | 0.0013373 | 0
8449 | 1 | 9.0445e-05 | 0.00011603 | 0 | 5.8742e-06 | 0.00011416 | 0 | 0.26581 | 0.4297 | 0.0001 | 0.15833 | 0.052888 | 0
8450 | 1 | 6.7322e-05 | 0.00011692 | 0 | 2.3497e-06 | 0.00011416 | 0 | 0.24339 | 0.462 | 0.0001 | 0.15833 | 0.22628 | 0
8451 | 1 | 5.1661e-05 | 0.00011966 | 0 | 1.1748e-06 | 0.00011416 | 0 | 0.28823 | 0.492 | 0.0001 | 0.175 | 0.28916 | 0
8452 | 1 | 4.3629e-05 | 0.00012291 | 0 | 1.4098e-05 | 0.00011416 | 0 | 0.33467 | 0.5012 | 0.0001 | 0.18333 | 0.18023 | 0
8453 | 1 | 4.072e-05 | 0.00012451 | 0 | 3.7595e-05 | 0.00011416 | 0 | 0.32186 | 0.5087 | 0.0001 | 0.19167 | 0.052702 | 0
8454 | 1 | 4.1243e-05 | 0.00012666 | 0 | 9.3987e-05 | 0.00011416 | 0 | 0.31705 | 0.5599 | 0.0001 | 0.18333 | 0.0015043 | 0
8455 | 1 | 5.6383e-05 | 0.00012816 | 0 | 0.0001821 | 0.00011416 | 0 | 0.34668 | 0.565 | 0.0001 | 0.18333 | 0.0085089 | 0
8456 | 1 | 6.8266e-05 | 0.0001271 | 0 | 0.0001586 | 0.00011416 | 0 | 0.36749 | 0.5841 | 0.0001 | 0.18333 | 0.0938 | 0
8457 | 1 | 9.4923e-05 | 0.00011799 | 0 | 0.00014685 | 0.00011416 | 0 | 0.36749 | 0.5249 | 0.0001 | 0.19167 | 0.12789 | 0
8458 | 1 | 0.00010914 | 0.00010094 | 0 | 0.00016448 | 0.00011416 | 0.041017 | 0.31625 | 0.5756 | 0.0001 | 0.2 | 0.079513 | 0.041017
8459 | 1 | 0.00011743 | 8.4359e-05 | 0 | 0.00018797 | 0.00011416 | 0.065152 | 0.30344 | 0.5528 | 0.0001 | 0.2 | 0.025714 | 0.065152
8460 | 1 | 0.00012702 | 7.3033e-05 | 0 | 0.00020677 | 0.00011416 | 0.28291 | 0.31145 | 0.5606 | 0.0001 | 0.2 | 0.0013373 | 0.28291
8461 | 1 | 0.00012448 | 6.5058e-05 | 0 | 0.00018797 | 0.00011416 | 0.16226 | 0.27862 | 0.5718 | 0.0001 | 0.19167 | 0.059277 | 0.16226
8462 | 1 | 0.000121 | 6.279e-05 | 0 | 0.00019032 | 0.00011416 | 0.17474 | 0.27702 | 0.5966 | 0.0001 | 0.19167 | 0.25088 | 0.17474
8463 | 1 | 0.0001108 | 6.7676e-05 | 0 | 0.00021382 | 0.00011416 | 0.17414 | 0.28583 | 0.6187 | 0.0001 | 0.19167 | 0.32128 | 0.17414
8464 | 1 | 0.00010604 | 7.9962e-05 | 0 | 0.00022322 | 0.00011416 | 0 | 0.34107 | 0.6595 | 0.0001 | 0.18333 | 0.19955 | 0
8465 | 1 | 0.000113 | 8.785e-05 | 0 | 0.00022322 | 0.00011416 | 0 | 0.36269 | 0.6721 | 0.0001 | 0.175 | 0.058253 | 0
8466 | 1 | 0.00013954 | 9.3312e-05 | 0 | 0.00016448 | 0.00011416 | 0 | 0.40272 | 0.6659 | 0.0001 | 0.175 | 0.0015704 | 0
8467 | 1 | 0.00013761 | 9.8163e-05 | 0 | 0.00011748 | 0.00011416 | 0 | 0.44355 | 0.7034 | 0.0001 | 0.175 | 0.010201 | 0
8468 | 1 | 0.00012721 | 0.00010267 | 0 | 8.8113e-05 | 0.00011416 | 0 | 0.53082 | 0.7119 | 0.0001 | 0.18333 | 0.10618 | 0
8469 | 1 | 0.00010834 | 0.00010774 | 0 | 5.8742e-05 | 0.00011416 | 0 | 0.55564 | 0.7189 | 0.0001 | 0.175 | 0.14184 | 0
8470 | 1 | 9.1241e-05 | 0.00011432 | 0 | 3.7595e-05 | 0.00011416 | 0 | 0.57006 | 0.7278 | 0.0001 | 0.18333 | 0.086783 | 0
8471 | 1 | 9.1364e-05 | 0.00012109 | 0 | 2.3497e-05 | 0.00011416 | 0 | 0.55244 | 0.7176 | 0.0001 | 0.19167 | 0.0273 | 0
8472 | 1 | 9.16e-05 | 0.00012556 | 0 | 9.3987e-06 | 0.00011416 | 0 | 0.506 | 0.7047 | 0.0001 | 0.19167 | 0.0013373 | 0
8473 | 1 | 6.7899e-05 | 0.00012713 | 0 | 5.8742e-06 | 0.00011416 | 0 | 0.47798 | 0.6998 | 0.0001 | 0.19167 | 0.06616 | 0
8474 | 1 | 4.6333e-05 | 0.00012685 | 0 | 2.3497e-06 | 0.00011416 | 0 | 0.46197 | 0.6682 | 0.0001 | 0.18333 | 0.27718 | 0
8475 | 1 | 3.007e-05 | 0.00012584 | 0 | 1.1748e-06 | 0.00011416 | 0 | 0.44996 | 0.6033 | 0.0001 | 0.18333 | 0.3557 | 0
8476 | 1 | 2.6762e-05 | 0.00012539 | 0 | 1.4098e-05 | 0.00011416 | 0 | 0.51321 | 0.5673 | 0.0001 | 0.175 | 0.2202 | 0
8477 | 1 | 2.2472e-05 | 0.00012668 | 0 | 3.7595e-05 | 0.00011416 | 0 | 0.55645 | 0.5667 | 0.0001 | 0.16667 | 0.06418 | 0
8478 | 1 | 2.8937e-05 | 0.00013026 | 0 | 9.3987e-05 | 0.00011416 | 0 | 0.55564 | 0.5622 | 0.0001 | 0.16667 | 0.0016383 | 0
8479 | 1 | 3.5197e-05 | 0.00013553 | 0 | 0.0001821 | 0.00011416 | 0 | 0.56765 | 0.545 | 0.0001 | 0.16667 | 0.012104 | 0
8480 | 1 | 4.252e-05 | 0.00014001 | 0 | 0.0001586 | 0.00011416 | 0 | 0.57246 | 0.5166 | 0.0001 | 0.16667 | 0.11961 | 0
8481 | 1 | 6.0588e-05 | 0.00013907 | 0 | 0.00014685 | 0.00011416 | 0 | 0.54924 | 0.5249 | 0.0001 | 0.175 | 0.15676 | 0
8482 | 1 | 7.695e-05 | 0.00012757 | 0 | 0.00016448 | 0.00011416 | 0.11445 | 0.53163 | 0.4967 | 0.0001 | 0.175 | 0.094484 | 0.11445
8483 | 1 | 9.5137e-05 | 0.00010996 | 0 | 0.00018797 | 0.00011416 | 0.35907 | 0.46998 | 0.462 | 0.0001 | 0.175 | 0.02895 | 0.35907
8484 | 1 | 0.00010602 | 9.0502e-05 | 0 | 0.00020677 | 0.00011416 | 0.24659 | 0.38271 | 0.4525 | 0.0001 | 0.175 | 0.0013373 | 0.24659
8485 | 1 | 0.00011243 | 7.6541e-05 | 0 | 0.00018797 | 0.00011416 | 0.21208 | 0.34027 | 0.496 | 0.0001 | 0.175 | 0.071033 | 0.21208
8486 | 1 | 0.00010289 | 7.2353e-05 | 0 | 0.00019032 | 0.00011416 | 0.085588 | 0.32826 | 0.5309 | 0.0001 | 0.175 | 0.29571 | 0.085588
8487 | 1 | 9.3697e-05 | 7.8653e-05 | 0 | 0.00021382 | 0.00011416 | 0.36122 | 0.30504 | 0.5908 | 0.0001 | 0.18333 | 0.37996 | 0.36122
8488 | 1 | 9.0955e-05 | 8.7727e-05 | 0 | 0.00022322 | 0.00011416 | 0 | 0.31305 | 0.5961 | 0.0001 | 0.2 | 0.23473 | 0
8489 | 1 | 0.00010194 | 9.1881e-05 | 0 | 0.00022322 | 0.00011416 | 0 | 0.39872 | 0.5858 | 0.0001 | 0.19167 | 0.068347 | 0
8490 | 1 | 0.00012081 | 9.5301e-05 | 0 | 0.00016448 | 0.00011416 | 0 | 0.42914 | 0.5615 | 0.0001 | 0.19167 | 0.0016847 | 0
8491 | 1 | 0.00012268 | 9.8809e-05 | 0 | 0.00011748 | 0.00011416 | 0 | 0.41313 | 0.5451 | 0.0001 | 0.19167 | 0.013496 | 0
8492 | 1 | 0.00011906 | 0.00010249 | 0 | 8.8113e-05 | 0.00011416 | 0 | 0.46757 | 0.5433 | 0.0001 | 0.18333 | 0.12916 | 0
8493 | 1 | 0.00010852 | 0.00010556 | 0 | 5.8742e-05 | 0.00011416 | 0 | 0.5044 | 0.5506 | 0.0001 | 0.16667 | 0.16727 | 0
8494 | 1 | 9.1668e-05 | 0.00010701 | 0 | 3.7595e-05 | 0.00011416 | 0 | 0.48038 | 0.5602 | 0.0001 | 0.16667 | 0.099862 | 0
8495 | 1 | 9.5192e-05 | 0.00010734 | 0 | 2.3497e-05 | 0.00011416 | 0 | 0.49319 | 0.5551 | 0.0001 | 0.16667 | 0.030087 | 0
8496 | 1 | 9.2283e-05 | 0.00010771 | 0 | 9.3987e-06 | 0.00011416 | 0 | 0.44916 | 0.5505 | 0.0001 | 0.16667 | 0.0013373 | 0
8497 | 1 | 6.9024e-05 | 0.00011012 | 0 | 5.8742e-06 | 0.00011416 | 0 | 0.42994 | 0.5855 | 0.0001 | 0.16667 | 0.07614 | 0
8498 | 1 | 5.3114e-05 | 0.00011509 | 0 | 2.3497e-06 | 0.00011416 | 0 | 0.53803 | 0.606 | 0.0001 | 0.16667 | 0.31504 | 0
8499 | 1 | 3.8216e-05 | 0.00011987 | 0 | 1.1748e-06 | 0.00011416 | 0 | 0.53163 | 0.6533 | 0.0001 | 0.16667 | 0.40529 | 0
8500 | 1 | 3.3871e-05 | 0.00012771 | 0 | 1.4098e-05 | 0.00011416 | 0 | 0.52362 | 0.6795 | 0.0001 | 0.16667 | 0.24989 | 0
8501 | 1 | 3.3843e-05 | 0.0001357 | 0 | 3.7595e-05 | 0.00011416 | 0 | 0.53082 | 0.6687 | 0.0001 | 0.16667 | 0.07269 | 0
8502 | 1 | 4.882e-05 | 0.00014319 | 0 | 9.3987e-05 | 0.00011416 | 0 | 0.54924 | 0.6788 | 0.0001 | 0.16667 | 0.0017319 | 0
8503 | 1 | 7.9741e-05 | 0.00014943 | 0 | 0.0001821 | 0.00011416 | 0 | 0.60208 | 0.696 | 0.0001 | 0.16667 | 0.014991 | 0
8504 | 1 | 0.00010801 | 0.00015394 | 0 | 0.0001586 | 0.00011416 | 0 | 0.6221 | 0.7557 | 0.0001 | 0.16667 | 0.1392 | 0
8505 | 1 | 0.00013143 | 0.00015238 | 0 | 0.00014685 | 0.00011416 | 0.032894 | 0.66053 | 0.7746 | 0.0001 | 0.175 | 0.17824 | 0.032894
8506 | 1 | 0.00014006 | 0.00014256 | 0 | 0.00016448 | 0.00011416 | 0.03676 | 0.69656 | 0.7936 | 0.0001 | 0.16667 | 0.10544 | 0.03676
8507 | 1 | 0.00014579 | 0.00013118 | 0 | 0.00018797 | 0.00011416 | 0.51224 | 0.69736 | 0.8341 | 0.0001 | 0.15 | 0.031253 | 0.51224
8508 | 1 | 0.00014917 | 0.00012214 | 0 | 0.00020677 | 0.00011416 | 0.2101 | 0.69416 | 0.8727 | 0.0001 | 0.15 | 0.0013373 | 0.2101
8509 | 1 | 0.00014554 | 0.00011324 | 0 | 0.00018797 | 0.00011416 | 0.066289 | 0.71097 | 0.9155 | 0.0001 | 0.15 | 0.078782 | 0.066289
8510 | 1 | 0.00014485 | 0.00010703 | 0 | 0.00019032 | 0.00011416 | 0.0071314 | 0.73259 | 0.9439 | 0.0001 | 0.16667 | 0.32501 | 0.0071314
8511 | 1 | 0.00013758 | 0.00010664 | 0 | 0.00021382 | 0.00011416 | 0.040059 | 0.7502 | 0.9651 | 0.0001 | 0.16667 | 0.41838 | 0.040059
8512 | 1 | 0.000136 | 0.00010973 | 0 | 0.00022322 | 0.00011416 | 0 | 0.77982 | 0.9756 | 0.0001 | 0.16667 | 0.25771 | 0
8513 | 1 | 0.00014585 | 0.00011017 | 0 | 0.00022322 | 0.00011416 | 0 | 0.80785 | 0.9799 | 0.0001 | 0.15833 | 0.074929 | 0
8514 | 1 | 0.00016979 | 0.00010776 | 0 | 0.00016448 | 0.00011416 | 0 | 0.79504 | 0.9809 | 0.0001 | 0.15833 | 0.0017558 | 0
8515 | 1 | 0.00016617 | 0.00010279 | 0 | 0.00011748 | 0.00011416 | 0 | 0.77742 | 0.9761 | 0.0001 | 0.15833 | 0.015778 | 0
8516 | 1 | 0.00015153 | 9.825e-05 | 0 | 8.8113e-05 | 0.00011416 | 0 | 0.78863 | 0.9456 | 0.0001 | 0.16667 | 0.14442 | 0
8517 | 1 | 0.00012878 | 9.6278e-05 | 0 | 5.8742e-05 | 0.00011416 | 0 | 0.78463 | 0.8543 | 0.0001 | 0.15833 | 0.1839 | 0
8518 | 1 | 0.0001125 | 9.6767e-05 | 0 | 3.7595e-05 | 0.00011416 | 0 | 0.78783 | 0.7041 | 0.0001 | 0.16667 | 0.10831 | 0
8519 | 1 | 0.00011573 | 9.8355e-05 | 0 | 2.3497e-05 | 0.00011416 | 0 | 0.71177 | 0.5237 | 0.0001 | 0.15833 | 0.031847 | 0
8520 | 1 | 0.0001107 | 0.00010003 | 0 | 9.3987e-06 | 0.00011416 | 0 | 0.60528 | 0.394 | 0.0001 | 0.15833 | 0.0013373 | 0
8521 | 1 | 8.6183e-05 | 0.00010171 | 0 | 5.8742e-06 | 0.00011416 | 0 | 0.56285 | 0.4368 | 0.0001 | 0.15833 | 0.078782 | 0
8522 | 1 | 6.1978e-05 | 0.00010394 | 0 | 2.3497e-06 | 0.00011416 | 0 | 0.55164 | 0.642 | 0.0001 | 0.15 | 0.32501 | 0
8523 | 1 | 4.6729e-05 | 0.00010644 | 0 | 1.1748e-06 | 0.00011416 | 0 | 0.57406 | 0.7111 | 0.0001 | 0.15 | 0.41838 | 0
8524 | 1 | 4.2782e-05 | 0.00010726 | 0 | 1.4098e-05 | 0.00011416 | 0 | 0.6245 | 0.7951 | 0.0001 | 0.15833 | 0.25771 | 0
8525 | 1 | 4.5391e-05 | 0.00010649 | 0 | 3.7595e-05 | 0.00011416 | 0 | 0.65813 | 0.8656 | 0.0001 | 0.16667 | 0.074929 | 0
8526 | 1 | 5.7021e-05 | 0.00010617 | 0 | 9.3987e-05 | 0.00011416 | 0 | 0.69416 | 0.9048 | 0.0001 | 0.15833 | 0.0017558 | 0
8527 | 1 | 8.4241e-05 | 0.00010628 | 0 | 0.0001821 | 0.00011416 | 0 | 0.73179 | 0.928 | 0.0001 | 0.15833 | 0.015778 | 0
8528 | 1 | 0.00011044 | 0.00010628 | 0 | 0.0001586 | 0.00011416 | 0 | 0.76621 | 0.9427 | 0.0001 | 0.15833 | 0.14442 | 0
8529 | 1 | 0.00013658 | 0.00010399 | 0 | 0.00014685 | 0.00011416 | 0 | 0.77502 | 0.9492 | 0.0001 | 0.15833 | 0.1839 | 0
8530 | 1 | 0.00014358 | 9.7779e-05 | 0 | 0.00016448 | 0.00011416 | 0.055313 | 0.78062 | 0.9498 | 0.0001 | 0.15 | 0.10831 | 0.055313
8531 | 1 | 0.00014703 | 8.9787e-05 | 0 | 0.00018797 | 0.00011416 | 0.1164 | 0.77342 | 0.9537 | 0.0001 | 0.15 | 0.031847 | 0.1164
8532 | 1 | 0.00015346 | 8.2911e-05 | 0 | 0.00020677 | 0.00011416 | 0.053385 | 0.78863 | 0.9517 | 0.0001 | 0.15 | 0.0013373 | 0.053385
8533 | 1 | 0.00014817 | 7.9159e-05 | 0 | 0.00018797 | 0.00011416 | 0 | 0.78543 | 0.9465 | 0.0001 | 0.15 | 0.07614 | 0
8534 | 1 | 0.00014292 | 7.956e-05 | 0 | 0.00019032 | 0.00011416 | 0.032058 | 0.77182 | 0.9407 | 0.0001 | 0.14167 | 0.31504 | 0.032058
8535 | 1 | 0.00013532 | 8.3068e-05 | 0 | 0.00021382 | 0.00011416 | 0.3551 | 0.73339 | 0.9386 | 0.0001 | 0.15 | 0.40529 | 0.3551
8536 | 1 | 0.00013439 | 8.7518e-05 | 0 | 0.00022322 | 0.00011416 | 0 | 0.71257 | 0.9375 | 0.0001 | 0.14167 | 0.24989 | 0
8537 | 1 | 0.00014032 | 8.9507e-05 | 0 | 0.00022322 | 0.00011416 | 0 | 0.67494 | 0.9337 | 0.0001 | 0.15 | 0.07269 | 0
8538 | 1 | 0.00016506 | 9.045e-05 | 0 | 0.00016448 | 0.00011416 | 0 | 0.73018 | 0.937 | 0.0001 | 0.15 | 0.0017319 | 0
8539 | 1 | 0.00016297 | 9.2247e-05 | 0 | 0.00011748 | 0.00011416 | 0 | 0.74219 | 0.9367 | 0.0001 | 0.15 | 0.014991 | 0
8540 | 1 | 0.00014641 | 9.4115e-05 | 0 | 8.8113e-05 | 0.00011416 | 0 | 0.7518 | 0.936 | 0.0001 | 0.175 | 0.1392 | 0
8541 | 1 | 0.00012231 | 9.5755e-05 | 0 | 5.8742e-05 | 0.00011416 | 0 | 0.7518 | 0.9376 | 0.0001 | 0.18333 | 0.17824 | 0
8542 | 1 | 0.00010539 | 9.7936e-05 | 0 | 3.7595e-05 | 0.00011416 | 0 | 0.76221 | 0.9448 | 0.0001 | 0.19167 | 0.10544 | 0
8543 | 1 | 0.00010805 | 0.00010085 | 0 | 2.3497e-05 | 0.00011416 | 0 | 0.76621 | 0.9511 | 0.0001 | 0.19167 | 0.031253 | 0
8544 | 1 | 0.00010235 | 0.00010345 | 0 | 9.3987e-06 | 0.00011416 | 0 | 0.78223 | 0.9482 | 0.0001 | 0.19167 | 0.0013373 | 0
8545 | 1 | 7.5175e-05 | 0.00010541 | 0 | 5.8742e-06 | 0.00011416 | 0 | 0.75821 | 0.9316 | 0.0001 | 0.18333 | 0.073557 | 0
8546 | 1 | 5.3177e-05 | 0.00010649 | 0 | 2.3497e-06 | 0.00011416 | 0 | 0.76541 | 0.8876 | 0.0001 | 0.18333 | 0.30527 | 0
8547 | 1 | 3.8489e-05 | 0.00010657 | 0 | 1.1748e-06 | 0.00011416 | 0 | 0.76461 | 0.8337 | 0.0001 | 0.18333 | 0.39249 | 0
8548 | 1 | 3.4329e-05 | 0.00010813 | 0 | 1.4098e-05 | 0.00011416 | 0 | 0.77182 | 0.8212 | 0.0001 | 0.18333 | 0.24223 | 0
8549 | 1 | 3.6886e-05 | 0.00011216 | 0 | 3.7595e-05 | 0.00011416 | 0 | 0.75661 | 0.8319 | 0.0001 | 0.18333 | 0.070496 | 0
8550 | 1 | 5.2565e-05 | 0.00011802 | 0 | 9.3987e-05 | 0.00011416 | 0 | 0.72458 | 0.8682 | 0.0001 | 0.18333 | 0.0017082 | 0
8551 | 1 | 7.9991e-05 | 0.00012289 | 0 | 0.0001821 | 0.00011416 | 0 | 0.66613 | 0.8934 | 0.0001 | 0.18333 | 0.01423 | 0
8552 | 1 | 0.00010204 | 0.00012773 | 0 | 0.0001586 | 0.00011416 | 0 | 0.57966 | 0.9028 | 0.0001 | 0.18333 | 0.13412 | 0
8553 | 1 | 0.00013013 | 0.00012499 | 0 | 0.00014685 | 0.00011416 | 0.090569 | 0.57726 | 0.8829 | 0.0001 | 0.16667 | 0.17269 | 0.090569
8554 | 1 | 0.00013565 | 0.00011293 | 0 | 0.00016448 | 0.00011416 | 0.37432 | 0.53323 | 0.8193 | 0.0001 | 0.15833 | 0.10263 | 0.37432
8555 | 1 | 0.00013797 | 9.7954e-05 | 0 | 0.00018797 | 0.00011416 | 0.3276 | 0.498 | 0.7332 | 0.0001 | 0.15833 | 0.030666 | 0.3276
8556 | 1 | 0.00014164 | 8.6331e-05 | 0 | 0.00020677 | 0.00011416 | 0.12345 | 0.5044 | 0.6459 | 0.0001 | 0.15 | 0.0013373 | 0.12345
8557 | 1 | 0.00014032 | 8.1497e-05 | 0 | 0.00018797 | 0.00011416 | 0.33124 | 0.46837 | 0.5824 | 0.0001 | 0.16667 | 0.068568 | 0.33124
8558 | 1 | 0.0001309 | 8.3958e-05 | 0 | 0.00019032 | 0.00011416 | 0.20276 | 0.36589 | 0.5441 | 0.0001 | 0.16667 | 0.28635 | 0.20276
8559 | 1 | 0.00012413 | 9.8634e-05 | 0 | 0.00021382 | 0.00011416 | 0.066356 | 0.28263 | 0.5187 | 0.0001 | 0.15833 | 0.36769 | 0.066356
8560 | 1 | 0.00012245 | 0.00013272 | 0 | 0.00022322 | 0.00011416 | 0 | 0.21137 | 0.4934 | 0.0001 | 0.175 | 0.22739 | 0
8561 | 1 | 0.000127 | 0.00014282 | 0 | 0.00022322 | 0.00011416 | 0 | 0.22898 | 0.4731 | 0.0001 | 0.19167 | 0.066242 | 0
8562 | 1 | 0.00015108 | 0.00014633 | 0 | 0.00016448 | 0.00011416 | 0 | 0.28423 | 0.4654 | 0.0001 | 0.2 | 0.0016614 | 0
8563 | 1 | 0.00015185 | 0.00015142 | 0 | 0.00011748 | 0.00011416 | 0 | 0.31785 | 0.4885 | 0.0001 | 0.2 | 0.012788 | 0
8564 | 1 | 0.00013927 | 0.00015669 | 0 | 8.8113e-05 | 0.00011416 | 0 | 0.39071 | 0.5106 | 0.0001 | 0.19167 | 0.12432 | 0
8565 | 1 | 0.00011573 | 0.0001609 | 0 | 5.8742e-05 | 0.00011416 | 0 | 0.3771 | 0.5146 | 0.0001 | 0.19167 | 0.16196 | 0
8566 | 1 | 9.7536e-05 | 0.00016289 | 0 | 3.7595e-05 | 0.00011416 | 0 | 0.36269 | 0.5542 | 0.0001 | 0.19167 | 0.097148 | 0
8567 | 1 | 0.0001027 | 0.00016048 | 0 | 2.3497e-05 | 0.00011416 | 0 | 0.35629 | 0.5369 | 0.0001 | 0.18333 | 0.029515 | 0
8568 | 1 | 9.8667e-05 | 0.00015938 | 0 | 9.3987e-06 | 0.00011416 | 0 | 0.3731 | 0.5253 | 0.0001 | 0.18333 | 0.0013373 | 0
8569 | 1 | 6.7392e-05 | 0.00015872 | 0 | 5.8742e-06 | 0.00011416 | 0 | 0.34428 | 0.5437 | 0.0001 | 0.18333 | 0.06381 | 0
8570 | 1 | 4.5568e-05 | 0.00015614 | 0 | 2.3497e-06 | 0.00011416 | 0 | 0.32426 | 0.574 | 0.0001 | 0.18333 | 0.26822 | 0
8571 | 1 | 3.3887e-05 | 0.00015333 | 0 | 1.1748e-06 | 0.00011416 | 0 | 0.3763 | 0.6088 | 0.0001 | 0.18333 | 0.34396 | 0
8572 | 1 | 2.9392e-05 | 0.00015315 | 0 | 1.4098e-05 | 0.00011416 | 0 | 0.42194 | 0.6414 | 0.0001 | 0.18333 | 0.21317 | 0
8573 | 1 | 2.8221e-05 | 0.00015504 | 0 | 3.7595e-05 | 0.00011416 | 0 | 0.44436 | 0.6735 | 0.0001 | 0.18333 | 0.062162 | 0
8574 | 1 | 3.9248e-05 | 0.00015071 | 0 | 9.3987e-05 | 0.00011416 | 0 | 0.49319 | 0.7019 | 0.0001 | 0.18333 | 0.0016155 | 0
8575 | 1 | 6.162e-05 | 0.00014169 | 0 | 0.0001821 | 0.00011416 | 0 | 0.57566 | 0.7602 | 0.0001 | 0.18333 | 0.011446 | 0
8576 | 1 | 7.7521e-05 | 0.0001427 | 0 | 0.0001586 | 0.00011416 | 0 | 0.6309 | 0.7909 | 0.0001 | 0.18333 | 0.11501 | 0
8577 | 1 | 9.7045e-05 | 0.00014418 | 0 | 0.00014685 | 0.00011416 | 0 | 0.6261 | 0.8108 | 0.0001 | 0.18333 | 0.15168 | 0
8578 | 1 | 0.00010764 | 0.00013054 | 0 | 0.00016448 | 0.00011416 | 0 | 0.66533 | 0.8132 | 0.0001 | 0.175 | 0.091868 | 0
8579 | 1 | 0.00011215 | 0.00011195 | 0 | 0.00018797 | 0.00011416 | 0.15292 | 0.64932 | 0.8112 | 0.0001 | 0.16667 | 0.028393 | 0.15292
8580 | 1 | 0.00011323 | 9.5092e-05 | 0 | 0.00020677 | 0.00011416 | 0.0033317 | 0.67574 | 0.7958 | 0.0001 | 0.175 | 0.0013373 | 0.0033317
8581 | 1 | 0.00010919 | 8.668e-05 | 0 | 0.00018797 | 0.00011416 | 0 | 0.70937 | 0.8615 | 0.0001 | 0.19167 | 0.057093 | 0
8582 | 1 | 0.00010443 | 8.6244e-05 | 0 | 0.00019032 | 0.00011416 | 0.017751 | 0.73979 | 0.8977 | 0.0001 | 0.175 | 0.24249 | 0.017751
8583 | 1 | 9.5393e-05 | 9.1846e-05 | 0 | 0.00021382 | 0.00011416 | 0.096932 | 0.751 | 0.9011 | 0.0001 | 0.16667 | 0.31032 | 0.096932
8584 | 1 | 9.612e-05 | 9.7744e-05 | 0 | 0.00022322 | 0.00011416 | 0 | 0.7534 | 0.9062 | 0.0001 | 0.16667 | 0.19297 | 0
8585 | 1 | 0.00010448 | 9.8983e-05 | 0 | 0.00022322 | 0.00011416 | 0 | 0.7502 | 0.88 | 0.0001 | 0.16667 | 0.056361 | 0
8586 | 1 | 0.00011942 | 0.00010082 | 0 | 0.00016448 | 0.00011416 | 0 | 0.7454 | 0.841 | 0.0001 | 0.16667 | 0.0015481 | 0
8587 | 1 | 0.00010792 | 0.0001075 | 0 | 0.00011748 | 0.00011416 | 0 | 0.71497 | 0.8211 | 0.0001 | 0.16667 | 0.0096143 | 0
8588 | 1 | 8.7899e-05 | 0.00011577 | 0 | 8.8113e-05 | 0.00011416 | 0 | 0.64932 | 0.7627 | 0.0001 | 0.16667 | 0.10194 | 0
8589 | 1 | 7.3092e-05 | 0.00012296 | 0 | 5.8742e-05 | 0.00011416 | 0 | 0.57246 | 0.7229 | 0.0001 | 0.15833 | 0.13708 | 0
8590 | 1 | 6.4143e-05 | 0.00013015 | 0 | 3.7595e-05 | 0.00011416 | 0 | 0.48359 | 0.7159 | 0.0001 | 0.175 | 0.084313 | 0
8591 | 1 | 7.6971e-05 | 0.00013807 | 0 | 2.3497e-05 | 0.00011416 | 0 | 0.3771 | 0.7074 | 0.0001 | 0.175 | 0.026764 | 0
8592 | 1 | 7.8127e-05 | 0.00014793 | 0 | 9.3987e-06 | 0.00011416 | 0 | 0.35548 | 0.6875 | 0.0001 | 0.18333 | 0.0013373 | 0
8593 | 1 | 5.4194e-05 | 0.00015732 | 0 | 5.8742e-06 | 0.00011416 | 0 | 0.32906 | 0.6818 | 0.0001 | 0.175 | 0.048895 | 0
8594 | 1 | 3.4197e-05 | 0.00016315 | 0 | 2.3497e-06 | 0.00011416 | 0 | 0.30825 | 0.6718 | 0.0001 | 0.175 | 0.21082 | 0
8595 | 1 | 1.8502e-05 | 0.00016842 | 0 | 1.1748e-06 | 0.00011416 | 0 | 0.30825 | 0.6395 | 0.0001 | 0.175 | 0.26898 | 0
8596 | 1 | 7.1422e-06 | 0.00017425 | 0 | 1.4098e-05 | 0.00011416 | 0 | 0.28743 | 0.5703 | 0.0001 | 0.175 | 0.16807 | 0
8597 | 1 | 4.196e-06 | 0.00017627 | 0 | 3.7595e-05 | 0.00011416 | 0 | 0.26261 | 0.4746 | 0.0001 | 0.175 | 0.049205 | 0
8598 | 1 | 8.1712e-06 | 0.0001784 | 0 | 9.3987e-05 | 0.00011416 | 0 | 0.23299 | 0.3967 | 0.0001 | 0.175 | 0.0014614 | 0
8599 | 1 | 1.2911e-05 | 0.00017954 | 0 | 0.0001821 | 0.00011416 | 0 | 0.20256 | 0.3463 | 0.0001 | 0.18333 | 0.0074916 | 0
8600 | 1 | 1.2211e-05 | 0.00017977 | 0 | 0.0001586 | 0.00011416 | 0 | 0.26261 | 0.3366 | 0.0001 | 0.18333 | 0.086105 | 0
8601 | 1 | 2.3873e-05 | 0.0001746 | 0 | 0.00014685 | 0.00011416 | 0 | 0.27462 | 0.3838 | 0.0001 | 0.175 | 0.11912 | 0
8602 | 1 | 3.9241e-05 | 0.00016273 | 0 | 0.00016448 | 0.00011416 | 0 | 0.245 | 0.3921 | 0.0001 | 0.15 | 0.0749 | 0
8603 | 1 | 5.8285e-05 | 0.00015108 | 0 | 0.00018797 | 0.00011416 | 0 | 0.25941 | 0.3644 | 0.0001 | 0.15833 | 0.024691 | 0
8604 | 1 | 7.4079e-05 | 0.00014017 | 0 | 0.00020677 | 0.00011416 | 0 | 0.32906 | 0.3065 | 0.0001 | 0.15833 | 0.0013373 | 0
8605 | 1 | 8.4865e-05 | 0.00012975 | 0 | 0.00018797 | 0.00011416 | 0 | 0.46837 | 0.297 | 0.0001 | 0.15833 | 0.041522 | 0
8606 | 1 | 8.0436e-05 | 0.00011965 | 0 | 0.00019032 | 0.00011416 | 0.014174 | 0.44916 | 0.3412 | 0.0001 | 0.18333 | 0.18203 | 0.014174
8607 | 1 | 7.1622e-05 | 0.00010785 | 0 | 0.00021382 | 0.00011416 | 0.043858 | 0.42834 | 0.5805 | 0.0001 | 0.18333 | 0.23148 | 0.043858
8608 | 1 | 6.6553e-05 | 0.00010075 | 0 | 0.00022322 | 0.00011416 | 0 | 0.48359 | 0.7991 | 0.0001 | 0.18333 | 0.14542 | 0
8609 | 1 | 6.8542e-05 | 0.00010132 | 0 | 0.00022322 | 0.00011416 | 0 | 0.59007 | 0.8952 | 0.0001 | 0.18333 | 0.042682 | 0
8610 | 1 | 7.8284e-05 | 0.00010352 | 0 | 0.00016448 | 0.00011416 | 0 | 0.64692 | 0.9039 | 0.0001 | 0.18333 | 0.0013779 | 0
8611 | 1 | 7.8838e-05 | 0.00010509 | 0 | 0.00011748 | 0.00011416 | 0 | 0.69976 | 0.9171 | 0.0001 | 0.18333 | 0.0057069 | 0
8612 | 1 | 7.461e-05 | 0.00010626 | 0 | 8.8113e-05 | 0.00011416 | 0 | 0.7518 | 0.9309 | 0.0001 | 0.18333 | 0.072001 | 0
8613 | 1 | 6.4284e-05 | 0.00010774 | 0 | 5.8742e-05 | 0.00011416 | 0 | 0.74219 | 0.9337 | 0.0001 | 0.16667 | 0.10281 | 0
8614 | 1 | 5.3972e-05 | 0.00011008 | 0 | 3.7595e-05 | 0.00011416 | 0 | 0.72618 | 0.9342 | 0.0001 | 0.16667 | 0.066214 | 0
8615 | 1 | 6.6439e-05 | 0.00011242 | 0 | 2.3497e-05 | 0.00011416 | 0 | 0.71177 | 0.9335 | 0.0001 | 0.16667 | 0.022727 | 0
8616 | 1 | 6.8257e-05 | 0.00011326 | 0 | 9.3987e-06 | 0.00011416 | 0 | 0.70616 | 0.9305 | 0.0001 | 0.16667 | 0.0013373 | 0
8617 | 1 | 4.5442e-05 | 0.00011305 | 0 | 5.8742e-06 | 0.00011416 | 0 | 0.69496 | 0.9268 | 0.0001 | 0.16667 | 0.03493 | 0
8618 | 1 | 2.4614e-05 | 0.00011528 | 0 | 2.3497e-06 | 0.00011416 | 0 | 0.70296 | 0.9055 | 0.0001 | 0.16667 | 0.15599 | 0
8619 | 1 | 9.276e-06 | 0.00011949 | 0 | 1.1748e-06 | 0.00011416 | 0 | 0.68054 | 0.8717 | 0.0001 | 0.175 | 0.19764 | 0
8620 | 1 | 3.71e-06 | 0.00012574 | 0 | 1.4098e-05 | 0.00011416 | 0 | 0.68215 | 0.8633 | 0.0001 | 0.18333 | 0.1249 | 0
8621 | 1 | 3.1082e-06 | 0.00013045 | 0 | 3.7595e-05 | 0.00011416 | 0 | 0.63891 | 0.845 | 0.0001 | 0.18333 | 0.036762 | 0
8622 | 1 | 8.8721e-06 | 0.0001335 | 0 | 9.3987e-05 | 0.00011416 | 0 | 0.6213 | 0.827 | 0.0001 | 0.18333 | 0.0012976 | 0
8623 | 1 | 2.0804e-05 | 0.00013661 | 0 | 0.0001821 | 0.00011416 | 0 | 0.63571 | 0.8225 | 0.0001 | 0.18333 | 0.0042308 | 0
8624 | 1 | 3.0883e-05 | 0.00014031 | 0 | 0.0001586 | 0.00011416 | 0 | 0.63811 | 0.8169 | 0.0001 | 0.18333 | 0.059529 | 0
8625 | 1 | 4.8448e-05 | 0.00013886 | 0 | 0.00014685 | 0.00011416 | 0 | 0.60608 | 0.8078 | 0.0001 | 0.18333 | 0.088053 | 0
8626 | 1 | 6.4992e-05 | 0.00012355 | 0 | 0.00016448 | 0.00011416 | 0.38021 | 0.59568 | 0.7932 | 0.0001 | 0.18333 | 0.058228 | 0.38021
8627 | 1 | 7.8116e-05 | 0.0001037 | 0 | 0.00018797 | 0.00011416 | 0.50574 | 0.53803 | 0.7815 | 0.0001 | 0.19167 | 0.020871 | 0.50574
8628 | 1 | 8.5922e-05 | 8.593e-05 | 0 | 0.00020677 | 0.00011416 | 0.61925 | 0.46597 | 0.7758 | 0.0001 | 0.175 | 0.0013373 | 0.61925
8629 | 1 | 8.8498e-05 | 7.7431e-05 | 0 | 0.00018797 | 0.00011416 | 0.59396 | 0.43315 | 0.7763 | 0.0001 | 0.15833 | 0.029075 | 0.59396
8630 | 1 | 8.372e-05 | 7.9473e-05 | 0 | 0.00019032 | 0.00011416 | 0.22617 | 0.42754 | 0.7809 | 0.0001 | 0.15 | 0.13256 | 0.22617
8631 | 1 | 7.3525e-05 | 9.3242e-05 | 0 | 0.00021382 | 0.00011416 | 0.061074 | 0.38591 | 0.7897 | 0.0001 | 0.15 | 0.16727 | 0.061074
8632 | 1 | 7.0278e-05 | 0.00011614 | 0 | 0.00022322 | 0.00011416 | 0 | 0.38191 | 0.7969 | 0.0001 | 0.15 | 0.1064 | 0
8633 | 1 | 7.7745e-05 | 0.00013054 | 0 | 0.00022322 | 0.00011416 | 0 | 0.46517 | 0.7806 | 0.0001 | 0.15 | 0.031417 | 0
8634 | 1 | 0.00010699 | 0.0001371 | 0 | 0.00016448 | 0.00011416 | 0 | 0.54684 | 0.7643 | 0.0001 | 0.15 | 0.0012206 | 0
8635 | 1 | 0.00011059 | 0.00014085 | 0 | 0.00011748 | 0.00011416 | 0 | 0.57886 | 0.765 | 0.0001 | 0.15 | 0.0030341 | 0
8636 | 1 | 9.7818e-05 | 0.00014258 | 0 | 8.8113e-05 | 0.00011416 | 0 | 0.63331 | 0.8081 | 0.0001 | 0.15 | 0.048587 | 0
8637 | 1 | 8.1139e-05 | 0.00014458 | 0 | 5.8742e-05 | 0.00011416 | 0 | 0.6285 | 0.7541 | 0.0001 | 0.14167 | 0.074782 | 0
8638 | 1 | 6.448e-05 | 0.00014713 | 0 | 3.7595e-05 | 0.00011416 | 0 | 0.57406 | 0.715 | 0.0001 | 0.14167 | 0.050911 | 0
8639 | 1 | 6.9984e-05 | 0.00014886 | 0 | 2.3497e-05 | 0.00011416 | 0 | 0.57966 | 0.7785 | 0.0001 | 0.13333 | 0.019119 | 0
8640 | 1 | 6.9733e-05 | 0.00014994 | 0 | 9.3987e-06 | 0.00011416 | 0 | 0.59167 | 0.7481 | 0.0001 | 0.13333 | 0.0013373 | 0
8641 | 1 | 4.5608e-05 | 0.00015198 | 0 | 5.8742e-06 | 0.00011416 | 0 | 0.59808 | 0.7862 | 0.0001 | 0.14167 | 0.022727 | 0
8642 | 1 | 2.527e-05 | 0.00015469 | 0 | 2.3497e-06 | 0.00011416 | 0 | 0.56445 | 0.8015 | 0.0001 | 0.15833 | 0.10674 | 0
8643 | 1 | 1.3691e-05 | 0.00015551 | 0 | 1.1748e-06 | 0.00011416 | 0 | 0.53002 | 0.8061 | 0.0001 | 0.16667 | 0.1339 | 0
8644 | 1 | 7.8757e-06 | 0.0001558 | 0 | 1.4098e-05 | 0.00011416 | 0 | 0.53163 | 0.7832 | 0.0001 | 0.15833 | 0.085976 | 0
8645 | 1 | 8.7466e-06 | 0.00015607 | 0 | 3.7595e-05 | 0.00011416 | 0 | 0.54043 | 0.7553 | 0.0001 | 0.16667 | 0.025498 | 0
8646 | 1 | 1.0962e-05 | 0.00015664 | 0 | 9.3987e-05 | 0.00011416 | 0 | 0.51161 | 0.7558 | 0.0001 | 0.16667 | 0.0011286 | 0
8647 | 1 | 1.7306e-05 | 0.00015886 | 0 | 0.0001821 | 0.00011416 | 0 | 0.53082 | 0.7444 | 0.0001 | 0.16667 | 0.0018864 | 0
8648 | 1 | 2.2219e-05 | 0.00016219 | 0 | 0.0001586 | 0.00011416 | 0 | 0.54684 | 0.7219 | 0.0001 | 0.16667 | 0.036909 | 0
8649 | 1 | 3.6632e-05 | 0.00016013 | 0 | 0.00014685 | 0.00011416 | 0 | 0.59888 | 0.7114 | 0.0001 | 0.16667 | 0.060161 | 0
8650 | 1 | 5.1622e-05 | 0.00014584 | 0 | 0.00016448 | 0.00011416 | 0.027813 | 0.59327 | 0.6878 | 0.0001 | 0.16667 | 0.042662 | 0.027813
8651 | 1 | 6.8343e-05 | 0.00012713 | 0 | 0.00018797 | 0.00011416 | 0.25078 | 0.55885 | 0.7011 | 0.0001 | 0.175 | 0.01707 | 0.25078
8652 | 1 | 8.1738e-05 | 0.00010865 | 0 | 0.00020677 | 0.00011416 | 0.41222 | 0.54283 | 0.7621 | 0.0001 | 0.16667 | 0.0013373 | 0.41222
8653 | 1 | 8.6126e-05 | 9.8006e-05 | 0 | 0.00018797 | 0.00011416 | 0.57629 | 0.50761 | 0.72 | 0.0001 | 0.15833 | 0.018372 | 0.57629
8654 | 1 | 7.9104e-05 | 9.832e-05 | 0 | 0.00019032 | 0.00011416 | 0.5672 | 0.45316 | 0.6818 | 0.0001 | 0.15833 | 0.088676 | 0.5672
8655 | 1 | 7.0369e-05 | 0.00011083 | 0 | 0.00021382 | 0.00011416 | 0.35131 | 0.40352 | 0.6527 | 0.0001 | 0.15833 | 0.11065 | 0.35131
8656 | 1 | 6.4211e-05 | 0.00013218 | 0 | 0.00022322 | 0.00011416 | 0 | 0.38831 | 0.593 | 0.0001 | 0.175 | 0.071659 | 0
8657 | 1 | 7.3504e-05 | 0.00014481 | 0 | 0.00022322 | 0.00011416 | 0 | 0.41313 | 0.5654 | 0.0001 | 0.175 | 0.021338 | 0
8658 | 1 | 0.00010077 | 0.00015106 | 0 | 0.00016448 | 0.00011416 | 0 | 0.40192 | 0.5248 | 0.0001 | 0.15833 | 0.0010584 | 0
8659 | 1 | 0.00010329 | 0.00015512 | 0 | 0.00011748 | 0.00011416 | 0 | 0.33547 | 0.4872 | 0.0001 | 0.15 | 0.0012111 | 0
8660 | 1 | 9.7789e-05 | 0.00015924 | 0 | 8.8113e-05 | 0.00011416 | 0 | 0.28423 | 0.3898 | 0.0001 | 0.15 | 0.029044 | 0
8661 | 1 | 8.6243e-05 | 0.00016312 | 0 | 5.8742e-05 | 0.00011416 | 0 | 0.249 | 0.3139 | 0.0001 | 0.14167 | 0.049941 | 0
8662 | 1 | 7.0037e-05 | 0.00016896 | 0 | 3.7595e-05 | 0.00011416 | 0 | 0.22178 | 0.2612 | 0.0001 | 0.14167 | 0.036744 | 0
8663 | 1 | 7.4634e-05 | 0.00017153 | 0 | 2.3497e-05 | 0.00011416 | 0 | 0.21777 | 0.2215 | 0.0001 | 0.14167 | 0.01554 | 0
8664 | 1 | 7.2701e-05 | 0.00017308 | 0 | 9.3987e-06 | 0.00011416 | 0 | 0.19616 | 0.2018 | 0.0001 | 0.14167 | 0.0013373 | 0
8665 | 1 | 4.7578e-05 | 0.00017596 | 0 | 5.8742e-06 | 0.00011416 | 0 | 0.18094 | 0.2004 | 0.0001 | 0.15 | 0.01376 | 0
8666 | 1 | 2.9064e-05 | 0.00017898 | 0 | 2.3497e-06 | 0.00011416 | 0 | 0.16733 | 0.2201 | 0.0001 | 0.16667 | 0.069123 | 0
8667 | 1 | 1.5121e-05 | 0.00018153 | 0 | 1.1748e-06 | 0.00011416 | 0 | 0.16413 | 0.2467 | 0.0001 | 0.16667 | 0.08559 | 0
8668 | 1 | 1.1237e-05 | 0.00018613 | 0 | 1.4098e-05 | 0.00011416 | 0 | 0.21537 | 0.2701 | 0.0001 | 0.15833 | 0.056119 | 0
8669 | 1 | 1.4779e-05 | 0.00019018 | 0 | 3.7595e-05 | 0.00011416 | 0 | 0.27622 | 0.2978 | 0.0001 | 0.14167 | 0.016808 | 0
8670 | 1 | 2.5357e-05 | 0.00019608 | 0 | 9.3987e-05 | 0.00011416 | 0 | 0.33307 | 0.3144 | 0.0001 | 0.14167 | 0.00097493 | 0
8671 | 1 | 5.0103e-05 | 0.00020226 | 0 | 0.0001821 | 0.00011416 | 0 | 0.41793 | 0.3473 | 0.0001 | 0.14167 | 0.00062252 | 0
8672 | 1 | 6.8925e-05 | 0.0002064 | 0 | 0.0001586 | 0.00011416 | 0 | 0.43155 | 0.3769 | 0.0001 | 0.15 | 0.020896 | 0
8673 | 1 | 8.7005e-05 | 0.00020268 | 0 | 0.00014685 | 0.00011416 | 0 | 0.41073 | 0.4072 | 0.0001 | 0.175 | 0.038885 | 0
8674 | 1 | 9.3679e-05 | 0.00018477 | 0 | 0.00016448 | 0.00011416 | 0.055569 | 0.38191 | 0.4138 | 0.0001 | 0.175 | 0.030151 | 0.055569
8675 | 1 | 0.00010138 | 0.000159 | 0 | 0.00018797 | 0.00011416 | 0.22863 | 0.34828 | 0.4272 | 0.0001 | 0.18333 | 0.01376 | 0.22863
8676 | 1 | 0.00010785 | 0.00013291 | 0 | 0.00020677 | 0.00011416 | 0.32518 | 0.31065 | 0.4321 | 0.0001 | 0.16667 | 0.0013373 | 0.32518
8677 | 1 | 0.00010839 | 0.00011649 | 0 | 0.00018797 | 0.00011416 | 0.46321 | 0.28263 | 0.4316 | 0.0001 | 0.15 | 0.010683 | 0.46321
8678 | 1 | 0.00010097 | 0.0001135 | 0 | 0.00019032 | 0.00011416 | 0.54065 | 0.21938 | 0.4629 | 0.0001 | 0.15 | 0.055732 | 0.54065
8679 | 1 | 9.2397e-05 | 0.00012776 | 0 | 0.00021382 | 0.00011416 | 0.31026 | 0.23139 | 0.492 | 0.0001 | 0.15 | 0.068513 | 0.31026
8680 | 1 | 9.0324e-05 | 0.00015371 | 0 | 0.00022322 | 0.00011416 | 0 | 0.23779 | 0.5156 | 0.0001 | 0.14167 | 0.045444 | 0
8681 | 1 | 9.9466e-05 | 0.00016212 | 0 | 0.00022322 | 0.00011416 | 0 | 0.30745 | 0.5205 | 0.0001 | 0.13333 | 0.013684 | 0
8682 | 1 | 0.00012872 | 0.00016509 | 0 | 0.00016448 | 0.00011416 | 0 | 0.36429 | 0.5259 | 0.0001 | 0.125 | 0.00091137 | 0
8683 | 1 | 0.00013212 | 0.00016566 | 0 | 0.00011748 | 0.00011416 | 0 | 0.44676 | 0.5169 | 0.0001 | 0.125 | 0.00032027 | 0
8684 | 1 | 0.00011548 | 0.00016551 | 0 | 8.8113e-05 | 0.00011416 | 0 | 0.49079 | 0.5251 | 0.0001 | 0.125 | 0.015602 | 0
8685 | 1 | 9.2845e-05 | 0.00016826 | 0 | 5.8742e-05 | 0.00011416 | 0 | 0.47718 | 0.5304 | 0.0001 | 0.10833 | 0.031318 | 0
8686 | 1 | 7.7108e-05 | 0.00017516 | 0 | 3.7595e-05 | 0.00011416 | 0 | 0.45556 | 0.5383 | 0.0001 | 0.1 | 0.025484 | 0
8687 | 1 | 8.2921e-05 | 0.000181 | 0 | 2.3497e-05 | 0.00011416 | 0 | 0.40913 | 0.5138 | 0.0001 | 0.1 | 0.012438 | 0
8688 | 1 | 7.8451e-05 | 0.00018587 | 0 | 9.3987e-06 | 0.00011416 | 0 | 0.45637 | 0.523 | 0.0001 | 0.1 | 0.0013373 | 0
8689 | 1 | 5.3975e-05 | 0.00019052 | 0 | 5.8742e-06 | 0.00011416 | 0 | 0.48919 | 0.4791 | 0.0001 | 0.1 | 0.0087032 | 0
8690 | 1 | 3.3639e-05 | 0.00019327 | 0 | 2.3497e-06 | 0.00011416 | 0 | 0.45637 | 0.4454 | 0.0001 | 0.1 | 0.046912 | 0
8691 | 1 | 1.9942e-05 | 0.00019402 | 0 | 1.1748e-06 | 0.00011416 | 0 | 0.41073 | 0.416 | 0.0001 | 0.1 | 0.057314 | 0
8692 | 1 | 1.45e-05 | 0.0001943 | 0 | 1.4098e-05 | 0.00011416 | 0 | 0.35148 | 0.3994 | 0.0001 | 0.10833 | 0.038394 | 0
8693 | 1 | 1.6707e-05 | 0.00019397 | 0 | 3.7595e-05 | 0.00011416 | 0 | 0.41873 | 0.3924 | 0.0001 | 0.11667 | 0.011614 | 0
8694 | 1 | 2.774e-05 | 0.00019242 | 0 | 9.3987e-05 | 0.00011416 | 0 | 0.45797 | 0.3815 | 0.0001 | 0.11667 | 0.00086555 | 0
8695 | 1 | 4.7821e-05 | 0.00019001 | 0 | 0.0001821 | 0.00011416 | 0 | 0.41873 | 0.3687 | 0.0001 | 0.11667 | 0.00017275 | 0
8696 | 1 | 6.8242e-05 | 0.00018647 | 0 | 0.0001586 | 0.00011416 | 0 | 0.42114 | 0.3605 | 0.0001 | 0.11667 | 0.012279 | 0
8697 | 1 | 9.3835e-05 | 0.00017781 | 0 | 0.00014685 | 0.00011416 | 0 | 0.39552 | 0.3852 | 0.0001 | 0.13333 | 0.026338 | 0
8698 | 1 | 0.00010447 | 0.00016352 | 0 | 0.00016448 | 0.00011416 | 0 | 0.3811 | 0.3628 | 0.0001 | 0.13333 | 0.022319 | 0
8699 | 1 | 0.00011382 | 0.00014565 | 0 | 0.00018797 | 0.00011416 | 0.010864 | 0.32346 | 0.3071 | 0.0001 | 0.13333 | 0.011505 | 0.010864
8700 | 1 | 0.00012324 | 0.00012678 | 0 | 0.00020677 | 0.00011416 | 0.023177 | 0.23859 | 0.31 | 0.0001 | 0.14167 | 0.0013373 | 0.023177
8701 | 1 | 0.00012592 | 0.00011153 | 0 | 0.00018797 | 0.00011416 | 0.042588 | 0.24339 | 0.3103 | 0.0001 | 0.14167 | 0.0069846 | 0.042588
8702 | 1 | 0.00012002 | 0.00010588 | 0 | 0.00019032 | 0.00011416 | 0.11541 | 0.2562 | 0.3232 | 0.0001 | 0.14167 | 0.039075 | 0.11541
8703 | 1 | 0.00010991 | 0.00011663 | 0 | 0.00021382 | 0.00011416 | 0.38084 | 0.23779 | 0.3388 | 0.0001 | 0.14167 | 0.047408 | 0.38084
8704 | 1 | 0.00010491 | 0.00015167 | 0 | 0.00022322 | 0.00011416 | 0 | 0.19616 | 0.3519 | 0.0001 | 0.14167 | 0.032113 | 0
8705 | 1 | 0.00010904 | 0.00016101 | 0 | 0.00022322 | 0.00011416 | 0 | 0.15853 | 0.3547 | 0.0001 | 0.14167 | 0.0097645 | 0
8706 | 1 | 0.00013634 | 0.00016409 | 0 | 0.00016448 | 0.00011416 | 0 | 0.16974 | 0.3588 | 0.0001 | 0.14167 | 0.0008213 | 0
8707 | 1 | 0.00013593 | 0.00016907 | 0 | 0.00011748 | 0.00011416 | 0 | 0.22658 | 0.3761 | 0.0001 | 0.14167 | 7.933e-05 | 0
8708 | 1 | 0.00011872 | 0.00016987 | 0 | 8.8113e-05 | 0.00011416 | 0 | 0.26982 | 0.4063 | 0.0001 | 0.14167 | 0.0094656 | 0
8709 | 1 | 9.7758e-05 | 0.00017022 | 0 | 5.8742e-05 | 0.00011416 | 0 | 0.32586 | 0.4289 | 0.0001 | 0.13333 | 0.021915 | 0
8710 | 1 | 8.1322e-05 | 0.00017313 | 0 | 3.7595e-05 | 0.00011416 | 0 | 0.38191 | 0.4258 | 0.0001 | 0.10833 | 0.019427 | 0
8711 | 1 | 8.7992e-05 | 0.00017722 | 0 | 2.3497e-05 | 0.00011416 | 0 | 0.38431 | 0.4602 | 0.0001 | 0.091667 | 0.010619 | 0
8712 | 1 | 8.4172e-05 | 0.00017928 | 0 | 9.3987e-06 | 0.00011416 | 0 | 0.35629 | 0.5297 | 0.0001 | 0.091667 | 0.0013373 | 0
8713 | 1 | 5.6889e-05 | 0.00018378 | 0 | 5.8742e-06 | 0.00011416 | 0 | 0.34347 | 0.5745 | 0.0001 | 0.1 | 0.0064666 | 0
8714 | 1 | 3.6292e-05 | 0.00018474 | 0 | 2.3497e-06 | 0.00011416 | 0 | 0.34908 | 0.6489 | 0.0001 | 0.10833 | 0.036671 | 0
8715 | 1 | 2.2873e-05 | 0.00018771 | 0 | 1.1748e-06 | 0.00011416 | 0 | 0.3803 | 0.6914 | 0.0001 | 0.10833 | 0.044379 | 0
8716 | 1 | 1.7483e-05 | 0.0001869 | 0 | 1.4098e-05 | 0.00011416 | 0 | 0.42434 | 0.7075 | 0.0001 | 0.10833 | 0.030183 | 0
8717 | 1 | 2.0199e-05 | 0.00019076 | 0 | 3.7595e-05 | 0.00011416 | 0 | 0.45877 | 0.7214 | 0.0001 | 0.10833 | 0.0091946 | 0
8718 | 1 | 2.8292e-05 | 0.00019483 | 0 | 9.3987e-05 | 0.00011416 | 0 | 0.46918 | 0.7462 | 0.0001 | 0.1 | 0.00080689 | 0
8719 | 1 | 4.6581e-05 | 0.00019847 | 0 | 0.0001821 | 0.00011416 | 0 | 0.44275 | 0.7595 | 0.0001 | 0.1 | 5.8079e-05 | 0
8720 | 1 | 6.2108e-05 | 0.00020109 | 0 | 0.0001586 | 0.00011416 | 0 | 0.43795 | 0.784 | 0.0001 | 0.1 | 0.0086334 | 0
8721 | 1 | 8.6915e-05 | 0.0002002 | 0 | 0.00014685 | 0.00011416 | 0 | 0.48759 | 0.7912 | 0.0001 | 0.1 | 0.020559 | 0
8722 | 1 | 9.4263e-05 | 0.00019135 | 0 | 0.00016448 | 0.00011416 | 0.21675 | 0.42674 | 0.7882 | 0.0001 | 0.10833 | 0.018522 | 0.21675
8723 | 1 | 0.00010087 | 0.00017067 | 0 | 0.00018797 | 0.00011416 | 0.30711 | 0.42194 | 0.8019 | 0.0001 | 0.11667 | 0.010334 | 0.30711
8724 | 1 | 0.00010693 | 0.00015142 | 0 | 0.00020677 | 0.00011416 | 0.51182 | 0.44596 | 0.8187 | 0.0001 | 0.125 | 0.0013373 | 0.51182
8725 | 1 | 0.00010485 | 0.00014012 | 0 | 0.00018797 | 0.00011416 | 0.20902 | 0.47398 | 0.8303 | 0.0001 | 0.13333 | 0.0064666 | 0.20902
8726 | 1 | 0.00010104 | 0.00013835 | 0 | 0.00019032 | 0.00011416 | 0.22633 | 0.42354 | 0.8442 | 0.0001 | 0.13333 | 0.036671 | 0.22633
8727 | 1 | 9.4451e-05 | 0.00014945 | 0 | 0.00021382 | 0.00011416 | 0.16987 | 0.42034 | 0.858 | 0.0001 | 0.13333 | 0.044379 | 0.16987
8728 | 1 | 9.2004e-05 | 0.00016922 | 0 | 0.00022322 | 0.00011416 | 0 | 0.41793 | 0.8644 | 0.0001 | 0.125 | 0.030183 | 0
8729 | 1 | 9.7653e-05 | 0.00017942 | 0 | 0.00022322 | 0.00011416 | 0 | 0.44996 | 0.8693 | 0.0001 | 0.125 | 0.0091946 | 0
8730 | 1 | 0.00012789 | 0.0001806 | 0 | 0.00016448 | 0.00011416 | 0 | 0.46037 | 0.8697 | 0.0001 | 0.11667 | 0.00080689 | 0
8731 | 1 | 0.00012911 | 0.00017683 | 0 | 0.00011748 | 0.00011416 | 0 | 0.51641 | 0.88 | 0.0001 | 0.11667 | 5.8079e-05 | 0
8732 | 1 | 0.00011495 | 0.00017324 | 0 | 8.8113e-05 | 0.00011416 | 0 | 0.53883 | 0.8772 | 0.0001 | 0.10833 | 0.0086334 | 0
8733 | 1 | 9.4261e-05 | 0.00017024 | 0 | 5.8742e-05 | 0.00011416 | 0 | 0.52362 | 0.8394 | 0.0001 | 0.10833 | 0.020559 | 0
8734 | 1 | 8.0432e-05 | 0.00016833 | 0 | 3.7595e-05 | 0.00011416 | 0 | 0.57246 | 0.7856 | 0.0001 | 0.1 | 0.018522 | 0
8735 | 1 | 8.7617e-05 | 0.00016837 | 0 | 2.3497e-05 | 0.00011416 | 0 | 0.53643 | 0.7592 | 0.0001 | 0.10833 | 0.010334 | 0
8736 | 1 | 8.4504e-05 | 0.00017083 | 0 | 9.3987e-06 | 0.00011416 | 0 | 0.59087 | 0.724 | 0.0001 | 0.10833 | 0.0013373 | 0
8737 | 1 | 5.958e-05 | 0.00017378 | 0 | 5.8742e-06 | 0.00011416 | 0 | 0.54924 | 0.6971 | 0.0001 | 0.10833 | 0.0069846 | 0
8738 | 1 | 3.7818e-05 | 0.0001761 | 0 | 2.3497e-06 | 0.00011416 | 0 | 0.55324 | 0.6771 | 0.0001 | 0.10833 | 0.039075 | 0
8739 | 1 | 2.1895e-05 | 0.00017443 | 0 | 1.1748e-06 | 0.00011416 | 0 | 0.58527 | 0.6761 | 0.0001 | 0.10833 | 0.047408 | 0
8740 | 1 | 1.4565e-05 | 0.00016868 | 0 | 1.4098e-05 | 0.00011416 | 0 | 0.60208 | 0.7163 | 0.0001 | 0.1 | 0.032113 | 0
8741 | 1 | 1.7228e-05 | 0.00016235 | 0 | 3.7595e-05 | 0.00011416 | 0 | 0.59167 | 0.7813 | 0.0001 | 0.10833 | 0.0097645 | 0
8742 | 1 | 2.6669e-05 | 0.00016223 | 0 | 9.3987e-05 | 0.00011416 | 0 | 0.52762 | 0.8194 | 0.0001 | 0.10833 | 0.0008213 | 0
8743 | 1 | 4.3229e-05 | 0.00016539 | 0 | 0.0001821 | 0.00011416 | 0 | 0.48279 | 0.8473 | 0.0001 | 0.10833 | 7.933e-05 | 0
8744 | 1 | 5.6773e-05 | 0.00016903 | 0 | 0.0001586 | 0.00011416 | 0 | 0.52762 | 0.8831 | 0.0001 | 0.10833 | 0.0094656 | 0
8745 | 1 | 7.8131e-05 | 0.00016697 | 0 | 0.00014685 | 0.00011416 | 0 | 0.52602 | 0.8994 | 0.0001 | 0.10833 | 0.021915 | 0
8746 | 1 | 9.0235e-05 | 0.00015776 | 0 | 0.00016448 | 0.00011416 | 0.33101 | 0.54123 | 0.9043 | 0.0001 | 0.10833 | 0.019427 | 0.33101
8747 | 1 | 9.8297e-05 | 0.00014533 | 0 | 0.00018797 | 0.00011416 | 0.46475 | 0.55404 | 0.9085 | 0.0001 | 0.125 | 0.010619 | 0.46475
8748 | 1 | 9.9982e-05 | 0.00013136 | 0 | 0.00020677 | 0.00011416 | 0.60248 | 0.52122 | 0.878 | 0.0001 | 0.125 | 0.0013373 | 0.60248
8749 | 1 | 9.7327e-05 | 0.00012181 | 0 | 0.00018797 | 0.00011416 | 0.3515 | 0.47318 | 0.801 | 0.0001 | 0.125 | 0.0087032 | 0.3515
8750 | 1 | 8.9431e-05 | 0.00012237 | 0 | 0.00019032 | 0.00011416 | 0.45749 | 0.38911 | 0.7275 | 0.0001 | 0.125 | 0.046912 | 0.45749
8751 | 1 | 8.2876e-05 | 0.00013565 | 0 | 0.00021382 | 0.00011416 | 0.32437 | 0.33066 | 0.6889 | 0.0001 | 0.125 | 0.057314 | 0.32437
8752 | 1 | 8.1022e-05 | 0.00016881 | 0 | 0.00022322 | 0.00011416 | 0 | 0.29143 | 0.6413 | 0.0001 | 0.125 | 0.038394 | 0
8753 | 1 | 8.2277e-05 | 0.00018701 | 0 | 0.00022322 | 0.00011416 | 0 | 0.22738 | 0.5965 | 0.0001 | 0.125 | 0.011614 | 0
8754 | 1 | 0.00010935 | 0.00018402 | 0 | 0.00016448 | 0.00011416 | 0 | 0.34107 | 0.6159 | 0.0001 | 0.125 | 0.00086555 | 0
8755 | 1 | 0.00010584 | 0.0001813 | 0 | 0.00011748 | 0.00011416 | 0 | 0.41153 | 0.6428 | 0.0001 | 0.125 | 0.00017275 | 0
8756 | 1 | 8.6045e-05 | 0.00018196 | 0 | 8.8113e-05 | 0.00011416 | 0 | 0.44996 | 0.687 | 0.0001 | 0.1 | 0.012279 | 0
8757 | 1 | 6.8607e-05 | 0.00018383 | 0 | 5.8742e-05 | 0.00011416 | 0 | 0.52602 | 0.7545 | 0.0001 | 0.1 | 0.026338 | 0
8758 | 1 | 6.0119e-05 | 0.00018709 | 0 | 3.7595e-05 | 0.00011416 | 0 | 0.56205 | 0.7711 | 0.0001 | 0.1 | 0.022319 | 0
8759 | 1 | 7.2434e-05 | 0.00018976 | 0 | 2.3497e-05 | 0.00011416 | 0 | 0.52202 | 0.7259 | 0.0001 | 0.1 | 0.011505 | 0
8760 | 1 | 7.8825e-05 | 0.00019177 | 0 | 9.3987e-06 | 0.00011416 | 0 | 0.5028 | 0.5385 | 0.0001 | 0.1 | 0.0013373 | 0
CHECK | 8760 | 1 | 1 | 1 | 1 | 1 | 838.3486 | 1957.6958 | 2954.2266 | 0.876 | 685.5667 | 834.2881 | 838.3486
|  | 1 | 1 | 1 | 1 | 1 | 0.095702 | 0.22348 | 0.33724 | 0.0001 | 0.078261 | 0.095238 | 0.095702
|  | ENTSOE | Processed based onMERRA-2 T | Processed based onMERRA-2 T | Same as before | Same as before | Entsoe | Entsoe | MERRA-2 | ENTSOE | ENTSOE |  | See Methodo
Note on D14: ====== ID#AAAAGdnL9_8 Stefano Moret (2020-04-29 12:37:16) reduced by 0.0001 to have the sum exactly to 1

## 2.1 RESOURCES
[6 empty] | JRC TIMES table 5 Ref scenario 2030 | gwp direct (used for CCS). Data from :https://www.volker-quaschning.de/datserv/CO2-spez/index_e.php
{RESOURCES} | avail_local [GWh/y] | avail_exterior [GWh/y] | gwp_op_local [ktCO2-eq./GWh] | gwp_op_exterior [ktCO2-eq./GWh] | c_op_local [M€/GWh] | c_op_exterior [M€/GWh]
ELECTRICITY | 0 | 0 | 0 | 0 | 0 | 0
GASOLINE | 0 | 1000000 | 0.3448 | 0.3448 | 0.082366 | 0.082366
DIESEL | 0 | 1000000 | 0.3148 | 0.3148 | 0.079744 | 0.079744
BIOETHANOL | 0 | 0 | 0 | 0 | 0.082366 | 0.082366
BIODIESEL | 0 | 0 | 0 | 0 | 0.079744 | 0.079744
LFO | 0 | 1000000 | 0.3115 | 0.3115 | 0.05674 | 0.05674
NG | 0 | 1000000 | 0.2666 | 0.2666 | 0.041454 | 0.041454
SNG | 0 | 0 | 0 | 0 | 0.041454 | 0.041454
WOOD | 23434.45 | 0 | 0.0118 | 0.0118 | 0.02664 | 0.02664
WET_BIOMASS | 38879.09 | 0 | 0.0118 | 0.0118 | 0.004674 | 0.004674
WASTE | 17828.79 | 0 | 0.1501 | 0.1501 | 0.02664 | 0.02664
COAL | 0 | 1000000 | 0.4014 | 0.4014 | 0.017642 | 0.017642
URANIUM | 0 | 1000000 | 0.0039 | 0.0039 | 0.0038765 | 0.0038765
H2 | 0 | 0 | 0 | 0 | 0 | 0
SLF | 0 | 0 | 0 | 0 | 0 | 0
CO2_EMISSIONS | 0 | 1000000 | 0 | 0 | 0 | 0
RES_WIND | 0 | 1000000 | 0 | 0 | 0 | 0
RES_SOLAR | 0 | 1000000 | 0 | 0 | 0 | 0
RES_HYDRO | 0 | 1000000 | 0 | 0 | 0 | 0
RES_GEO | 0 | 1000000 | 0 | 0 | 0 | 0
CO2_ATM | 0 | 1000000 | 0 | 0 | 0 | 0
CO2_INDUSTRY | 0 | 0 | 0 | 0 | 0 | 0
CO2_CAPTURED | 0 | 0 | 0 | 0 | 0 | 0
PT_HEAT | 0 | 0 | 0 | 0 | 0 | 0
ST_HEAT | 0 | 0 | 0 | 0 | 0 | 0
Sources
Data sources - availability
MSW
Original Source (Nasato): European Environment Agency, Municipal waste management in Switzerland, 2013 - https://www.google.ch/url?sa=t&rct=j&q=&esrc=s&source=web&cd=5&ved=0ahUKEwjPi-zzmoTNAhUCchQKHQd2Bx0QFghFMAQ&url=http%3A%2F%2Fwww.eea.europa.eu%2Fpublications%2Fmanaging-municipal-solid-waste%2Fswitzerland-municipal-waste-management&usg=AFQjCNG-EhU5wC33CffxE8WAP7ebqEP4dg&sig2=tvnZsemhLdBvRyWaL9halQ
Data of this report are taken from Eurostat, municipal solid waste database. http://ec.europa.eu/eurostat/statistics-explained/index.php/Municipal_waste_statistics |  |  | Source
|  | kg/ca | Data for CH in 2014, from http://ec.europa.eu/eurostat/statistics-explained/index.php/Municipal_waste_statistics
Average prod CH |  | - | Estimated from EEA report. In CH there's more or less 50% recycling - 50% incineration
% recycled |  | ha | from energyscope, average for 2035 projection. http://www.bfs.admin.ch/bfs/portal/fr/index/news/publikationen.html?publicationID=3988
Population |  | kg
Available MSW |  | MJ/kg | Value for Lausanne, see Geo&Bio paper
LHV MSW |  | MJ
Available MSW |  | GWh
Available MSW
Wood wet (50%)
Source: Steubing et al, Bioenergy in Switzerland: Assessing the domestic sustainable biomass potential, 2010
kg_H20/kg_wet_wood
Humidity |  | MJ/kg_wet
LHV
Sust. Pot [t_dry/y]
1502374
Forest energy wood |  | 420000
Industrial wood residues |  | 263444
Wood from landscape maintenance |  | 484093
Waste wood |  | 2669911
Total potential [t_dry] |  | 2669911
Total potential [t_wet] |  | 0
Total potenital [GWh]
Data sources - operating emissions
Source: ecoinvent v3.2 (allocation at the point of substitution). Most values already available in Geo&Bio paper. Other are sourced here from ecoinvent
|  |  | IPCC 2013 - GWP 100a | Unit | Source
Coal |  |  | 1.0837 | kgCO2-eq./kWh_e | ecoinvent entry "electricity production, hard coal, DE"
Emission of electricity production |  | 0.86347 | 0
market for chlorine, gaseous [RER] |  | 0.43586 | 0
market for hard coal [WEU] |  | 0.011909 | 0
market for hard coal ash [GLO] |  | 132309540 | 0
market for hard coal power plant [GLO] |  | 0.55834 | 0
market for light fuel oil [Europe without Switzerland] |  | 0.82344 | 0
market for NOx retained, by selective catalytic reduction [GLO] |  | 0.022335 | 0
market for residue from cooling tower [GLO] |  | 0.65755 | 0
market for SOx retained, in hard coal flue gas desulfurisation [GLO] |  | 2.5347e-05 | 0
market for water, completely softened, from decarbonised water, at user [GLO] |  | 7.9857e-06 | 0
market for water, decarbonised, at user [GLO] |  |  | 1.0837 | kgCO2-eq./kWh_e
Difference (coal combustion) |  |  | #DIV/0! | kgCO2-eq./kg_coal
Difference (coal combustion)
|  | - | ecoinvent entry "electricity production, hard coal, DE"
Efficiency |  | kWh_coal/kWh_e
Coal input |  | kWh/kg_coal
Coal LHV |  | kgCO2-eq/kWh_coal
Coal gwp transport/production |  | kgCO2-eq/kWh_coal
Coal gwp combustion
Nuclear |  | kgCO2-eq/kg_u | ecoinvent entry "market for uranium, enriched 3.8%, in fuel element for light water reactor [GLO]"
Uranium transport |  | GJ/kg_u | Uranium enriched to 3.5%, in LWR. From: http://www.world-nuclear.org/information-library/facts-and-figures/heat-values-of-various-fuels.aspx
Uranium LHV |  | kgCO2-eq/kWh_u
Uranium gwp transport/production
Note on D2: ====== ID#AAAAGdnL9_o Stefano Moret (2020-04-29 12:37:16) Mostly from Geo&Bio paper. Includes transport/, extraction/production + combustion
Note on E2: ====== ID#AAAAGdnL9_o Stefano Moret (2020-04-29 12:37:16) Mostly from Geo&Bio paper. Includes transport/, extraction/production + combustion

## 2.2 User defined
Typical days inputs :
Typical Days
Number (min 1, max 365) | 12
Weights
Electricity (%_elec) | 3
Space Heating (%_sh) | 3
PV | 1.5 |  | Wieght changed : 3 for RE, and 50-50 between sun and wind
Wind_onshore | 0.75
Wind_offshore | 0.75
Space Cooling | 1
Hydro_dam | 0
Economical input
Interest rate | i_rate | 0.015 | [-] | TBC
Political inputs
re_share | re_share | 0 | [-] |  |  |  | From Belgium heating road map (http://vbn.aau.dk/files/287929422/Country_Roadmap_Belgium_20181005.pdf)
CO2 limit | gwp_limit | 1000000000000000 | [tCO2_eq/year]
Land available for solar limit | solar_area | 1000000 | km2
Technologies shares
min/max share | min. |  | max.
share_mobility_public | %_public,min | 0.199 | %_public,max | 0.5 |  | TBC
share_freight_train | %_rail,min | 0.109 | %_rail,max | 0.25 |  | TBC
share_freight_boat | %_boat,min | 0.156 | %_boat,max | 0.3 |  | TBC
share_freight_truck | %_truck,min | 0 | %_truck,max | 3 |  | TBC
share_heat_dhn | %_dhn,min | 0.02 | %_dhn,max | 0.37 |  | TBC
Electric vehicles
Max number of cars | c_max | 6500000 | Amount of cars if all the transportation was with private cars. This data is required to compute the number of PHES + BEV batteries allowed to be connected to grid. This number is arbitrary and choosen as 50% of the population | Population in 2050 : 13.1M, we assume 50% of drivers | TBC
Electric vehicle Battery size | ev_batt,size('PHEV') | 4.4e-06 | Battery of PHEV = 4.4kWh per car |  |  |  | From Belgium statistiques : https://mobilit.belgium.be/sites/default/files/chiffres_cles_mobilite_2017.pdf
| ev_batt,size('BEV') | 2.4e-05 | Battery of BEV = 24kWh per car |  |  |  | Interpretation : %pub_min = 18%
%_rail_min = 12.4%
Network
loss_network
ELECTRICITY | 0.061239 | [-]
HEAT_LOW_T_DHN | 0.07 | [-] | TBC
Cost to enforce power grid to full RE potential
c_grid_enforce | 208.926 | M€/GW of renewables | TBC

## 2.3 EUD
end_uses_demand_year :
param end_uses_demand_year: | HOUSEHOLDS | SERVICES | INDUSTRY | TRANSPORTATION
ELECTRICITY | 12538.56 | 14309.08 | 27242.45 | 0 | [GWh].
LIGHTING | 6751.53 | 7704.89 | 14669.01 | 0 | [GWh]
HEAT_HIGH_T | 0 | 0 | 51786.05 | 0 | [GWh]
HEAT_LOW_T_SH | 72343.84 | 36050.63 | 13469.57 | 0 | [GWh]
HEAT_LOW_T_HW | 18491.97 | 8081.41 | 3489.7 | 0 | [GWh]
PROCESS_COOLING | 0 | 9000 | 8000 | 0 | [GWh]
SPACE_COOLING | 74.43 | 2925.57 | 0 | 0 | [GWh]
MOBILITY_PASSENGER | 0 | 0 | 0 | 194000 | [Mpkm]
MOBILITY_FREIGHT | 0 | 0 | 0 | 98000 | [Mtkm]
NON_ENERGY | 0 | 0 | 102332.37 | 0 | [GWh]
Note on B2: ====== ID#AAAAGdnL9_E Stefano Moret (2020-04-29 12:37:16) Excluding gas for cooking
Note on D5: ====== ID#AAAAGdnL9_Q Stefano Moret (2020-04-29 12:37:16) Intermediate scenario in PROGNOS. In the SES Excel different value because there the average between the 3 scenarios is taken.
Note on C7: ====== ID#AAAAGdnL9-U Stefano Moret (2020-04-29 12:37:16) Intermediate scenario in PROGNOS. In the SES Excel different value because there the average between the 3 scenarios is taken.
Note on D7: ====== ID#AAAAGdnL-AI Stefano Moret (2020-04-29 12:37:16) Intermediate scenario in PROGNOS. In the SES Excel different value because there the average between the 3 scenarios is taken.

## 3.1 layers_in_out
param layers_in_out: | ELECTRICITY | GASOLINE | DIESEL | LFO | NG | WOOD | WET_BIOMASS | COAL | URANIUM | WASTE | H2 | SLF | HEAT_HIGH_T | HEAT_LOW_T_DHN | HEAT_LOW_T_DECEN | SPACE_COOLING | PROCESS_COOLING | MOB_PUBLIC | MOB_PRIVATE | MOB_FREIGHT_RAIL | MOB_FREIGHT_ROAD | MOB_FREIGHT_BOAT | RES_WIND | RES_SOLAR | RES_HYDRO | RES_GEO | NON_ENERGY | CO2_ATM | CO2_INDUSTRY | CO2_CAPTURED | PT_HEAT | ST_HEAT:=
ELECTRICITY | 1 | 0 | 0 | 0 | 0 | 0 | 0 | 0 | 0 | 0 | 0 | 0 | 0 | 0 | 0 | 0 | 0 | 0 | 0 | 0 | 0 | 0 | 0 | 0 | 0 | 0 | 0 | 0 | 0 | 0 | 0 | 0
GASOLINE | 0 | 1 | 0 | 0 | 0 | 0 | 0 | 0 | 0 | 0 | 0 | 0 | 0 | 0 | 0 | 0 | 0 | 0 | 0 | 0 | 0 | 0 | 0 | 0 | 0 | 0 | 0 | 0 | 0 | 0 | 0 | 0
DIESEL | 0 | 0 | 1 | 0 | 0 | 0 | 0 | 0 | 0 | 0 | 0 | 0 | 0 | 0 | 0 | 0 | 0 | 0 | 0 | 0 | 0 | 0 | 0 | 0 | 0 | 0 | 0 | 0 | 0 | 0 | 0 | 0
BIOETHANOL | 0 | 1 | 0 | 0 | 0 | 0 | 0 | 0 | 0 | 0 | 0 | 0 | 0 | 0 | 0 | 0 | 0 | 0 | 0 | 0 | 0 | 0 | 0 | 0 | 0 | 0 | 0 | 0 | 0 | 0 | 0 | 0
BIODIESEL | 0 | 0 | 1 | 0 | 0 | 0 | 0 | 0 | 0 | 0 | 0 | 0 | 0 | 0 | 0 | 0 | 0 | 0 | 0 | 0 | 0 | 0 | 0 | 0 | 0 | 0 | 0 | 0 | 0 | 0 | 0 | 0
LFO | 0 | 0 | 0 | 1 | 0 | 0 | 0 | 0 | 0 | 0 | 0 | 0 | 0 | 0 | 0 | 0 | 0 | 0 | 0 | 0 | 0 | 0 | 0 | 0 | 0 | 0 | 0 | 0 | 0 | 0 | 0 | 0
NG | 0 | 0 | 0 | 0 | 1 | 0 | 0 | 0 | 0 | 0 | 0 | 0 | 0 | 0 | 0 | 0 | 0 | 0 | 0 | 0 | 0 | 0 | 0 | 0 | 0 | 0 | 0 | 0 | 0 | 0 | 0 | 0
SNG | 0 | 0 | 0 | 0 | 1 | 0 | 0 | 0 | 0 | 0 | 0 | 0 | 0 | 0 | 0 | 0 | 0 | 0 | 0 | 0 | 0 | 0 | 0 | 0 | 0 | 0 | 0 | 0 | 0 | 0 | 0 | 0
WOOD | 0 | 0 | 0 | 0 | 0 | 1 | 0 | 0 | 0 | 0 | 0 | 0 | 0 | 0 | 0 | 0 | 0 | 0 | 0 | 0 | 0 | 0 | 0 | 0 | 0 | 0 | 0 | 0 | 0 | 0 | 0 | 0
WET_BIOMASS | 0 | 0 | 0 | 0 | 0 | 0 | 1 | 0 | 0 | 0 | 0 | 0 | 0 | 0 | 0 | 0 | 0 | 0 | 0 | 0 | 0 | 0 | 0 | 0 | 0 | 0 | 0 | 0 | 0 | 0 | 0 | 0
COAL | 0 | 0 | 0 | 0 | 0 | 0 | 0 | 1 | 0 | 0 | 0 | 0 | 0 | 0 | 0 | 0 | 0 | 0 | 0 | 0 | 0 | 0 | 0 | 0 | 0 | 0 | 0 | 0 | 0 | 0 | 0 | 0
URANIUM | 0 | 0 | 0 | 0 | 0 | 0 | 0 | 0 | 1 | 0 | 0 | 0 | 0 | 0 | 0 | 0 | 0 | 0 | 0 | 0 | 0 | 0 | 0 | 0 | 0 | 0 | 0 | 0 | 0 | 0 | 0 | 0
WASTE | 0 | 0 | 0 | 0 | 0 | 0 | 0 | 0 | 0 | 1 | 0 | 0 | 0 | 0 | 0 | 0 | 0 | 0 | 0 | 0 | 0 | 0 | 0 | 0 | 0 | 0 | 0 | 0 | 0 | 0 | 0 | 0
H2 | 0 | 0 | 0 | 0 | 0 | 0 | 0 | 0 | 0 | 0 | 1 | 0 | 0 | 0 | 0 | 0 | 0 | 0 | 0 | 0 | 0 | 0 | 0 | 0 | 0 | 0 | 0 | 0 | 0 | 0 | 0 | 0
SLF | 0 | 0 | 0 | 0 | 0 | 0 | 0 | 0 | 0 | 0 | 0 | 1 | 0 | 0 | 0 | 0 | 0 | 0 | 0 | 0 | 0 | 0 | 0 | 0 | 0 | 0 | 0 | 0 | 0 | 0 | 0 | 0
ELEC_EXPORT | -1 | 0 | 0 | 0 | 0 | 0 | 0 | 0 | 0 | 0 | 0 | 0 | 0 | 0 | 0 | 0 | 0 | 0 | 0 | 0 | 0 | 0 | 0 | 0 | 0 | 0 | 0 | 0 | 0 | 0 | 0 | 0
CO2_EMISSIONS | 0 | 0 | 0 | 0 | 0 | 0 | 0 | 0 | 0 | 0 | 0 | 0 | 0 | 0 | 0 | 0 | 0 | 0 | 0 | 0 | 0 | 0 | 0 | 0 | 0 | 0 | 0 | 0 | -1 | 0 | 0 | 0
RES_WIND | 0 | 0 | 0 | 0 | 0 | 0 | 0 | 0 | 0 | 0 | 0 | 0 | 0 | 0 | 0 | 0 | 0 | 0 | 0 | 0 | 0 | 0 | 1 | 0 | 0 | 0 | 0 | 0 | 0 | 0 | 0 | 0
RES_SOLAR | 0 | 0 | 0 | 0 | 0 | 0 | 0 | 0 | 0 | 0 | 0 | 0 | 0 | 0 | 0 | 0 | 0 | 0 | 0 | 0 | 0 | 0 | 0 | 1 | 0 | 0 | 0 | 0 | 0 | 0 | 0 | 0
RES_HYDRO | 0 | 0 | 0 | 0 | 0 | 0 | 0 | 0 | 0 | 0 | 0 | 0 | 0 | 0 | 0 | 0 | 0 | 0 | 0 | 0 | 0 | 0 | 0 | 0 | 1 | 0 | 0 | 0 | 0 | 0 | 0 | 0
RES_GEO | 0 | 0 | 0 | 0 | 0 | 0 | 0 | 0 | 0 | 0 | 0 | 0 | 0 | 0 | 0 | 0 | 0 | 0 | 0 | 0 | 0 | 0 | 0 | 0 | 0 | 1 | 0 | 0 | 0 | 0 | 0 | 0
CO2_ATM | 0 | 0 | 0 | 0 | 0 | 0 | 0 | 0 | 0 | 0 | 0 | 0 | 0 | 0 | 0 | 0 | 0 | 0 | 0 | 0 | 0 | 0 | 0 | 0 | 0 | 0 | 0 | 1 | 0 | 0 | 0 | 0
CO2_INDUSTRY | 0 | 0 | 0 | 0 | 0 | 0 | 0 | 0 | 0 | 0 | 0 | 0 | 0 | 0 | 0 | 0 | 0 | 0 | 0 | 0 | 0 | 0 | 0 | 0 | 0 | 0 | 0 | 0 | 1 | 0 | 0 | 0
CO2_CAPTURED | 0 | 0 | 0 | 0 | 0 | 0 | 0 | 0 | 0 | 0 | 0 | 0 | 0 | 0 | 0 | 0 | 0 | 0 | 0 | 0 | 0 | 0 | 0 | 0 | 0 | 0 | 0 | 0 | 0 | 1 | 0 | 0
PT_HEAT | 0 | 0 | 0 | 0 | 0 | 0 | 0 | 0 | 0 | 0 | 0 | 0 | 0 | 0 | 0 | 0 | 0 | 0 | 0 | 0 | 0 | 0 | 0 | 0 | 0 | 0 | 0 | 0 | 0 | 0 | 1 | 0
ST_HEAT | 0 | 0 | 0 | 0 | 0 | 0 | 0 | 0 | 0 | 0 | 0 | 0 | 0 | 0 | 0 | 0 | 0 | 0 | 0 | 0 | 0 | 0 | 0 | 0 | 0 | 0 | 0 | 0 | 0 | 0 | 0 | 1
NUCLEAR | 1 | 0 | 0 | 0 | 0 | 0 | 0 | 0 | -3 | 0 | 0 | 0 | 0 | 0 | 0 | 0 | 0 | 0 | 0 | 0 | 0 | 0 | 0 | 0 | 0 | 0 | 0 | 0 | 0 | 0 | 0 | 0
CCGT | 1 | 0 | 0 | 0 | -2 | 0 | 0 | 0 | 0 | 0 | 0 | 0 | 0 | 0 | 0 | 0 | 0 | 0 | 0 | 0 | 0 | 0 | 0 | 0 | 0 | 0 | 0 | 0 | 0.31746 | 0 | 0 | 0
COAL_US | 1 | 0 | 0 | 0 | 0 | 0 | 0 | -2 | 0 | 0 | 0 | 0 | 0 | 0 | 0 | 0 | 0 | 0 | 0 | 0 | 0 | 0 | 0 | 0 | 0 | 0 | 0 | 0 | 0.73469 | 0 | 0 | 0
COAL_IGCC | 1 | 0 | 0 | 0 | 0 | 0 | 0 | -2 | 0 | 0 | 0 | 0 | 0 | 0 | 0 | 0 | 0 | 0 | 0 | 0 | 0 | 0 | 0 | 0 | 0 | 0 | 0 | 0 | 0.66668 | 0 | 0 | 0
PV | 1 | 0 | 0 | 0 | 0 | 0 | 0 | 0 | 0 | 0 | 0 | 0 | 0 | 0 | 0 | 0 | 0 | 0 | 0 | 0 | 0 | 0 | 0 | -1 | 0 | 0 | 0 | 0 | 0 | 0 | 0 | 0
PT_POWER_BLOCK | 1 | 0 | 0 | 0 | 0 | 0 | 0 | 0 | 0 | 0 | 0 | 0 | 0 | 0 | 0 | 0 | 0 | 0 | 0 | 0 | 0 | 0 | 0 | 0 | 0 | 0 | 0 | 0 | 0 | 0 | -4.86 | 0
ST_POWER_BLOCK | 1 | 0 | 0 | 0 | 0 | 0 | 0 | 0 | 0 | 0 | 0 | 0 | 0 | 0 | 0 | 0 | 0 | 0 | 0 | 0 | 0 | 0 | 0 | 0 | 0 | 0 | 0 | 0 | 0 | 0 | 0 | -3.9
STIRLING_DISH | 1 | 0 | 0 | 0 | 0 | 0 | 0 | 0 | 0 | 0 | 0 | 0 | 0 | 0 | 0 | 0 | 0 | 0 | 0 | 0 | 0 | 0 | 0 | -1 | 0 | 0 | 0 | 0 | 0 | 0 | 0 | 0
WIND_ONSHORE | 1 | 0 | 0 | 0 | 0 | 0 | 0 | 0 | 0 | 0 | 0 | 0 | 0 | 0 | 0 | 0 | 0 | 0 | 0 | 0 | 0 | 0 | -1 | 0 | 0 | 0 | 0 | 0 | 0 | 0 | 0 | 0
WIND_OFFSHORE | 1 | 0 | 0 | 0 | 0 | 0 | 0 | 0 | 0 | 0 | 0 | 0 | 0 | 0 | 0 | 0 | 0 | 0 | 0 | 0 | 0 | 0 | -1 | 0 | 0 | 0 | 0 | 0 | 0 | 0 | 0 | 0
HYDRO_DAM | 1 | 0 | 0 | 0 | 0 | 0 | 0 | 0 | 0 | 0 | 0 | 0 | 0 | 0 | 0 | 0 | 0 | 0 | 0 | 0 | 0 | 0 | 0 | 0 | -1 | 0 | 0 | 0 | 0 | 0 | 0 | 0
HYDRO_RIVER | 1 | 0 | 0 | 0 | 0 | 0 | 0 | 0 | 0 | 0 | 0 | 0 | 0 | 0 | 0 | 0 | 0 | 0 | 0 | 0 | 0 | 0 | 0 | 0 | -1 | 0 | 0 | 0 | 0 | 0 | 0 | 0
NEW_TIDAL_STREAM | 1 | 0 | 0 | 0 | 0 | 0 | 0 | 0 | 0 | 0 | 0 | 0 | 0 | 0 | 0 | 0 | 0 | 0 | 0 | 0 | 0 | 0 | 0 | 0 | -1 | 0 | 0 | 0 | 0 | 0 | 0 | 0
TIDAL_STREAM | 1 | 0 | 0 | 0 | 0 | 0 | 0 | 0 | 0 | 0 | 0 | 0 | 0 | 0 | 0 | 0 | 0 | 0 | 0 | 0 | 0 | 0 | 0 | 0 | -1 | 0 | 0 | 0 | 0 | 0 | 0 | 0
TIDAL_RANGE | 1 | 0 | 0 | 0 | 0 | 0 | 0 | 0 | 0 | 0 | 0 | 0 | 0 | 0 | 0 | 0 | 0 | 0 | 0 | 0 | 0 | 0 | 0 | 0 | -1 | 0 | 0 | 0 | 0 | 0 | 0 | 0
WAVE | 1 | 0 | 0 | 0 | 0 | 0 | 0 | 0 | 0 | 0 | 0 | 0 | 0 | 0 | 0 | 0 | 0 | 0 | 0 | 0 | 0 | 0 | 0 | 0 | -1 | 0 | 0 | 0 | 0 | 0 | 0 | 0
GEOTHERMAL | 1 | 0 | 0 | 0 | 0 | 0 | 0 | 0 | 0 | 0 | 0 | 0 | 0 | 0 | 0 | 0 | 0 | 0 | 0 | 0 | 0 | 0 | 0 | 0 | 0 | -1 | 0 | 0 | 0 | 0 | 0 | 0
IND_COGEN_GAS | 0.9565 | 0 | 0 | 0 | -2.1739 | 0 | 0 | 0 | 0 | 0 | 0 | 0 | 1 | 0 | 0 | 0 | 0 | 0 | 0 | 0 | 0 | 0 | 0 | 0 | 0 | 0 | 0 | 0 | 0.43478 | 0 | 0 | 0
IND_COGEN_WOOD | 0.3396 | 0 | 0 | 0 | 0 | -1.8868 | 0 | 0 | 0 | 0 | 0 | 0 | 1 | 0 | 0 | 0 | 0 | 0 | 0 | 0 | 0 | 0 | 0 | 0 | 0 | 0 | 0 | 0 | 0.73585 | 0 | 0 | 0
IND_COGEN_WASTE | 0.4444 | 0 | 0 | 0 | 0 | 0 | 0 | 0 | 0 | -2.2222 | 0 | 0 | 1 | 0 | 0 | 0 | 0 | 0 | 0 | 0 | 0 | 0 | 0 | 0 | 0 | 0 | 0 | 0 | 0 | 0 | 0 | 0
IND_BOILER_GAS | 0 | 0 | 0 | 0 | -1.0785 | 0 | 0 | 0 | 0 | 0 | 0 | 0 | 1 | 0 | 0 | 0 | 0 | 0 | 0 | 0 | 0 | 0 | 0 | 0 | 0 | 0 | 0 | 0 | 0.2157 | 0 | 0 | 0
IND_BOILER_WOOD | 0 | 0 | 0 | 0 | 0 | -1.1568 | 0 | 0 | 0 | 0 | 0 | 0 | 1 | 0 | 0 | 0 | 0 | 0 | 0 | 0 | 0 | 0 | 0 | 0 | 0 | 0 | 0 | 0 | 0.45115 | 0 | 0 | 0
IND_BOILER_OIL | 0 | 0 | 0 | -1.1461 | 0 | 0 | 0 | 0 | 0 | 0 | 0 | 0 | 1 | 0 | 0 | 0 | 0 | 0 | 0 | 0 | 0 | 0 | 0 | 0 | 0 | 0 | 0 | 0 | 0.30945 | 0 | 0 | 0
IND_BOILER_COAL | 0 | 0 | 0 | 0 | 0 | 0 | 0 | -1.2195 | 0 | 0 | 0 | 0 | 1 | 0 | 0 | 0 | 0 | 0 | 0 | 0 | 0 | 0 | 0 | 0 | 0 | 0 | 0 | 0 | 0.43902 | 0 | 0 | 0
IND_BOILER_WASTE | 0 | 0 | 0 | 0 | 0 | 0 | 0 | 0 | 0 | -1.2195 | 0 | 0 | 1 | 0 | 0 | 0 | 0 | 0 | 0 | 0 | 0 | 0 | 0 | 0 | 0 | 0 | 0 | 0 | 0 | 0 | 0 | 0
IND_DIRECT_ELEC | -1 | 0 | 0 | 0 | 0 | 0 | 0 | 0 | 0 | 0 | 0 | 0 | 1 | 0 | 0 | 0 | 0 | 0 | 0 | 0 | 0 | 0 | 0 | 0 | 0 | 0 | 0 | 0 | 0 | 0 | 0 | 0
DHN_HP_ELEC | -0.25 | 0 | 0 | 0 | 0 | 0 | 0 | 0 | 0 | 0 | 0 | 0 | 0 | 1 | 0 | 0 | 0 | 0 | 0 | 0 | 0 | 0 | 0 | 0 | 0 | 0 | 0 | 0 | 0 | 0 | 0 | 0
DHN_COGEN_GAS | 1.25 | 0 | 0 | 0 | -2.5 | 0 | 0 | 0 | 0 | 0 | 0 | 0 | 0 | 1 | 0 | 0 | 0 | 0 | 0 | 0 | 0 | 0 | 0 | 0 | 0 | 0 | 0 | 0 | 0.5 | 0 | 0 | 0
DHN_COGEN_WOOD | 0.3396 | 0 | 0 | 0 | 0 | -1.8868 | 0 | 0 | 0 | 0 | 0 | 0 | 0 | 1 | 0 | 0 | 0 | 0 | 0 | 0 | 0 | 0 | 0 | 0 | 0 | 0 | 0 | 0 | 0.73585 | 0 | 0 | 0
DHN_COGEN_WASTE | 0.4444 | 0 | 0 | 0 | 0 | 0 | 0 | 0 | 0 | -2.2222 | 0 | 0 | 0 | 1 | 0 | 0 | 0 | 0 | 0 | 0 | 0 | 0 | 0 | 0 | 0 | 0 | 0 | 0 | 0 | 0 | 0 | 0
DHN_COGEN_WET_BIOMASS | 0.875 | 0 | 0 | 0 | 0 | 0 | -2.5 | 0 | 0 | 0 | 0 | 0 | 0 | 1 | 0 | 0 | 0 | 0 | 0 | 0 | 0 | 0 | 0 | 0 | 0 | 0 | 0 | 0 | 0.975 | 0 | 0 | 0
DHN_BOILER_GAS | 0 | 0 | 0 | 0 | -1.0785 | 0 | 0 | 0 | 0 | 0 | 0 | 0 | 0 | 1 | 0 | 0 | 0 | 0 | 0 | 0 | 0 | 0 | 0 | 0 | 0 | 0 | 0 | 0 | 0.2157 | 0 | 0 | 0
DHN_BOILER_WOOD | 0 | 0 | 0 | 0 | 0 | -1.1568 | 0 | 0 | 0 | 0 | 0 | 0 | 0 | 1 | 0 | 0 | 0 | 0 | 0 | 0 | 0 | 0 | 0 | 0 | 0 | 0 | 0 | 0 | 0.45115 | 0 | 0 | 0
DHN_BOILER_OIL | 0 | 0 | 0 | -1.1461 | 0 | 0 | 0 | 0 | 0 | 0 | 0 | 0 | 0 | 1 | 0 | 0 | 0 | 0 | 0 | 0 | 0 | 0 | 0 | 0 | 0 | 0 | 0 | 0 | 0.30945 | 0 | 0 | 0
DHN_DEEP_GEO | 0 | 0 | 0 | 0 | 0 | 0 | 0 | 0 | 0 | 0 | 0 | 0 | 0 | 1 | 0 | 0 | 0 | 0 | 0 | 0 | 0 | 0 | 0 | 0 | 0 | -1 | 0 | 0 | 0 | 0 | 0 | 0
DHN_SOLAR | 0 | 0 | 0 | 0 | 0 | 0 | 0 | 0 | 0 | 0 | 0 | 0 | 0 | 1 | 0 | 0 | 0 | 0 | 0 | 0 | 0 | 0 | 0 | -1 | 0 | 0 | 0 | 0 | 0 | 0 | 0 | 0
DEC_HP_ELEC | -0.3333 | 0 | 0 | 0 | 0 | 0 | 0 | 0 | 0 | 0 | 0 | 0 | 0 | 0 | 1 | 0 | 0 | 0 | 0 | 0 | 0 | 0 | 0 | 0 | 0 | 0 | 0 | 0 | 0 | 0 | 0 | 0
DEC_THHP_GAS | 0 | 0 | 0 | 0 | -0.6667 | 0 | 0 | 0 | 0 | 0 | 0 | 0 | 0 | 0 | 1 | 0 | 0 | 0 | 0 | 0 | 0 | 0 | 0 | 0 | 0 | 0 | 0 | 0 | 0 | 0 | 0 | 0
DEC_COGEN_GAS | 0.9565 | 0 | 0 | 0 | -2.1739 | 0 | 0 | 0 | 0 | 0 | 0 | 0 | 0 | 0 | 1 | 0 | 0 | 0 | 0 | 0 | 0 | 0 | 0 | 0 | 0 | 0 | 0 | 0 | 0 | 0 | 0 | 0
DEC_COGEN_OIL | 0.907 | 0 | 0 | -2.3256 | 0 | 0 | 0 | 0 | 0 | 0 | 0 | 0 | 0 | 0 | 1 | 0 | 0 | 0 | 0 | 0 | 0 | 0 | 0 | 0 | 0 | 0 | 0 | 0 | 0 | 0 | 0 | 0
DEC_ADVCOGEN_GAS | 2.6364 | 0 | 0 | 0 | -4.5455 | 0 | 0 | 0 | 0 | 0 | 0 | 0 | 0 | 0 | 1 | 0 | 0 | 0 | 0 | 0 | 0 | 0 | 0 | 0 | 0 | 0 | 0 | 0 | 0 | 0 | 0 | 0
DEC_ADVCOGEN_H2 | 3 | 0 | 0 | 0 | 0 | 0 | 0 | 0 | 0 | 0 | -4.5455 | 0 | 0 | 0 | 1 | 0 | 0 | 0 | 0 | 0 | 0 | 0 | 0 | 0 | 0 | 0 | 0 | 0 | 0 | 0 | 0 | 0
DEC_BOILER_GAS | 0 | 0 | 0 | 0 | -1.1111 | 0 | 0 | 0 | 0 | 0 | 0 | 0 | 0 | 0 | 1 | 0 | 0 | 0 | 0 | 0 | 0 | 0 | 0 | 0 | 0 | 0 | 0 | 0 | 0 | 0 | 0 | 0
DEC_BOILER_WOOD | 0 | 0 | 0 | 0 | 0 | -1.1765 | 0 | 0 | 0 | 0 | 0 | 0 | 0 | 0 | 1 | 0 | 0 | 0 | 0 | 0 | 0 | 0 | 0 | 0 | 0 | 0 | 0 | 0 | 0 | 0 | 0 | 0
DEC_BOILER_OIL | 0 | 0 | 0 | -1.1765 | 0 | 0 | 0 | 0 | 0 | 0 | 0 | 0 | 0 | 0 | 1 | 0 | 0 | 0 | 0 | 0 | 0 | 0 | 0 | 0 | 0 | 0 | 0 | 0 | 0 | 0 | 0 | 0
DEC_SOLAR | 0 | 0 | 0 | 0 | 0 | 0 | 0 | 0 | 0 | 0 | 0 | 0 | 0 | 0 | 1 | 0 | 0 | 0 | 0 | 0 | 0 | 0 | 0 | -1 | 0 | 0 | 0 | 0 | 0 | 0 | 0 | 0
DEC_DIRECT_ELEC | -1 | 0 | 0 | 0 | 0 | 0 | 0 | 0 | 0 | 0 | 0 | 0 | 0 | 0 | 1 | 0 | 0 | 0 | 0 | 0 | 0 | 0 | 0 | 0 | 0 | 0 | 0 | 0 | 0 | 0 | 0 | 0
BIG_SPLIT | -0.1613 | 0 | 0 | 0 | 0 | 0 | 0 | 0 | 0 | 0 | 0 | 0 | 0 | 0 | 0 | 1 | 0 | 0 | 0 | 0 | 0 | 0 | 0 | 0 | 0 | 0 | 0 | 0 | 0 | 0 | 0 | 0
CHILLER_WC | -0.1449 | 0 | 0 | 0 | 0 | 0 | 0 | 0 | 0 | 0 | 0 | 0 | 0 | 0 | 0 | 0 | 1 | 0 | 0 | 0 | 0 | 0 | 0 | 0 | 0 | 0 | 0 | 0 | 0 | 0 | 0 | 0
TRAMWAY_TROLLEY | -0.1653 | 0 | 0 | 0 | 0 | 0 | 0 | 0 | 0 | 0 | 0 | 0 | 0 | 0 | 0 | 0 | 0 | 1 | 0 | 0 | 0 | 0 | 0 | 0 | 0 | 0 | 0 | 0 | 0 | 0 | 0 | 0
BUS_COACH_DIESEL | 0 | 0 | -0.2655 | 0 | 0 | 0 | 0 | 0 | 0 | 0 | 0 | 0 | 0 | 0 | 0 | 0 | 0 | 1 | 0 | 0 | 0 | 0 | 0 | 0 | 0 | 0 | 0 | 0 | 0 | 0 | 0 | 0
BUS_COACH_HYDIESEL | 0 | 0 | -0.1828 | 0 | 0 | 0 | 0 | 0 | 0 | 0 | 0 | 0 | 0 | 0 | 0 | 0 | 0 | 1 | 0 | 0 | 0 | 0 | 0 | 0 | 0 | 0 | 0 | 0 | 0 | 0 | 0 | 0
BUS_COACH_CNG_STOICH | 0 | 0 | 0 | 0 | -0.3062 | 0 | 0 | 0 | 0 | 0 | 0 | 0 | 0 | 0 | 0 | 0 | 0 | 1 | 0 | 0 | 0 | 0 | 0 | 0 | 0 | 0 | 0 | 0 | 0 | 0 | 0 | 0
BUS_COACH_FC_HYBRIDH2 | 0 | 0 | 0 | 0 | 0 | 0 | 0 | 0 | 0 | 0 | -0.2255 | 0 | 0 | 0 | 0 | 0 | 0 | 1 | 0 | 0 | 0 | 0 | 0 | 0 | 0 | 0 | 0 | 0 | 0 | 0 | 0 | 0
TRAIN_PUB | -0.0917 | 0 | 0 | 0 | 0 | 0 | 0 | 0 | 0 | 0 | 0 | 0 | 0 | 0 | 0 | 0 | 0 | 1 | 0 | 0 | 0 | 0 | 0 | 0 | 0 | 0 | 0 | 0 | 0 | 0 | 0 | 0
CAR_GASOLINE | 0 | -0.4297 | 0 | 0 | 0 | 0 | 0 | 0 | 0 | 0 | 0 | 0 | 0 | 0 | 0 | 0 | 0 | 0 | 1 | 0 | 0 | 0 | 0 | 0 | 0 | 0 | 0 | 0 | 0 | 0 | 0 | 0
CAR_DIESEL | 0 | 0 | -0.3868 | 0 | 0 | 0 | 0 | 0 | 0 | 0 | 0 | 0 | 0 | 0 | 0 | 0 | 0 | 0 | 1 | 0 | 0 | 0 | 0 | 0 | 0 | 0 | 0 | 0 | 0 | 0 | 0 | 0
CAR_NG | 0 | 0 | 0 | 0 | -0.4826 | 0 | 0 | 0 | 0 | 0 | 0 | 0 | 0 | 0 | 0 | 0 | 0 | 0 | 1 | 0 | 0 | 0 | 0 | 0 | 0 | 0 | 0 | 0 | 0 | 0 | 0 | 0
CAR_HEV | 0 | -0.2471 | 0 | 0 | 0 | 0 | 0 | 0 | 0 | 0 | 0 | 0 | 0 | 0 | 0 | 0 | 0 | 0 | 1 | 0 | 0 | 0 | 0 | 0 | 0 | 0 | 0 | 0 | 0 | 0 | 0 | 0
CAR_PHEV | -0.045 | -0.176 | 0 | 0 | 0 | 0 | 0 | 0 | 0 | 0 | 0 | 0 | 0 | 0 | 0 | 0 | 0 | 0 | 1 | 0 | 0 | 0 | 0 | 0 | 0 | 0 | 0 | 0 | 0 | 0 | 0 | 0
CAR_BEV | -0.107 | 0 | 0 | 0 | 0 | 0 | 0 | 0 | 0 | 0 | 0 | 0 | 0 | 0 | 0 | 0 | 0 | 0 | 1 | 0 | 0 | 0 | 0 | 0 | 0 | 0 | 0 | 0 | 0 | 0 | 0 | 0
CAR_FUEL_CELL | 0 | 0 | 0 | 0 | 0 | 0 | 0 | 0 | 0 | 0 | -0.1794 | 0 | 0 | 0 | 0 | 0 | 0 | 0 | 1 | 0 | 0 | 0 | 0 | 0 | 0 | 0 | 0 | 0 | 0 | 0 | 0 | 0
TRAIN_FREIGHT | -0.0683 | 0 | 0 | 0 | 0 | 0 | 0 | 0 | 0 | 0 | 0 | 0 | 0 | 0 | 0 | 0 | 0 | 0 | 0 | 1 | 0 | 0 | 0 | 0 | 0 | 0 | 0 | 0 | 0 | 0 | 0 | 0
BOAT_FREIGHT_DIESEL | 0 | 0 | -0.107 | 0 | 0 | 0 | 0 | 0 | 0 | 0 | 0 | 0 | 0 | 0 | 0 | 0 | 0 | 0 | 0 | 0 | 0 | 1 | 0 | 0 | 0 | 0 | 0 | 0 | 0 | 0 | 0 | 0
BOAT_FREIGHT_NG | 0 | 0 | 0 | 0 | -0.123 | 0 | 0 | 0 | 0 | 0 | 0 | 0 | 0 | 0 | 0 | 0 | 0 | 0 | 0 | 0 | 0 | 1 | 0 | 0 | 0 | 0 | 0 | 0 | 0 | 0 | 0 | 0
TRUCK_DIESEL | 0 | 0 | -0.5126 | 0 | 0 | 0 | 0 | 0 | 0 | 0 | 0 | 0 | 0 | 0 | 0 | 0 | 0 | 0 | 0 | 0 | 1 | 0 | 0 | 0 | 0 | 0 | 0 | 0 | 0 | 0 | 0 | 0
TRUCK_FUEL_CELL | 0 | 0 | 0 | 0 | 0 | 0 | 0 | 0 | 0 | 0 | -0.44 | 0 | 0 | 0 | 0 | 0 | 0 | 0 | 0 | 0 | 1 | 0 | 0 | 0 | 0 | 0 | 0 | 0 | 0 | 0 | 0 | 0
TRUCK_NG | 0 | 0 | 0 | 0 | -0.59 | 0 | 0 | 0 | 0 | 0 | 0 | 0 | 0 | 0 | 0 | 0 | 0 | 0 | 0 | 0 | 1 | 0 | 0 | 0 | 0 | 0 | 0 | 0 | 0 | 0 | 0 | 0
NON_ENERGY_OIL | 0 | 0 | 0 | -1 | 0 | 0 | 0 | 0 | 0 | 0 | 0 | 0 | 0 | 0 | 0 | 0 | 0 | 0 | 0 | 0 | 0 | 0 | 0 | 0 | 0 | 0 | 1 | 0 | 0 | 0 | 0 | 0
NON_ENERGY_NG | 0 | 0 | 0 | 0 | -1 | 0 | 0 | 0 | 0 | 0 | 0 | 0 | 0 | 0 | 0 | 0 | 0 | 0 | 0 | 0 | 0 | 0 | 0 | 0 | 0 | 0 | 1 | 0 | 0 | 0 | 0 | 0
EFFICIENCY | 0 | 0 | 0 | 0 | 0 | 0 | 0 | 0 | 0 | 0 | 0 | 0 | 0 | 0 | 0 | 0 | 0 | 0 | 0 | 0 | 0 | 0 | 0 | 0 | 0 | 0 | 0 | 0 | 0 | 0 | 0 | 0
DHN | 0 | 0 | 0 | 0 | 0 | 0 | 0 | 0 | 0 | 0 | 0 | 0 | 0 | 0 | 0 | 0 | 0 | 0 | 0 | 0 | 0 | 0 | 0 | 0 | 0 | 0 | 0 | 0 | 0 | 0 | 0 | 0
GRID | 0 | 0 | 0 | 0 | 0 | 0 | 0 | 0 | 0 | 0 | 0 | 0 | 0 | 0 | 0 | 0 | 0 | 0 | 0 | 0 | 0 | 0 | 0 | 0 | 0 | 0 | 0 | 0 | 0 | 0 | 0 | 0
PT_COLLECTOR | 0 | 0 | 0 | 0 | 0 | 0 | 0 | 0 | 0 | 0 | 0 | 0 | 0 | 0 | 0 | 0 | 0 | 0 | 0 | 0 | 0 | 0 | 0 | -1 | 0 | 0 | 0 | 0 | 0 | 0 | 1 | 0
ST_COLLECTOR | 0 | 0 | 0 | 0 | 0 | 0 | 0 | 0 | 0 | 0 | 0 | 0 | 0 | 0 | 0 | 0 | 0 | 0 | 0 | 0 | 0 | 0 | 0 | -1 | 0 | 0 | 0 | 0 | 0 | 0 | 0 | 1
H2_ELECTROLYSIS | -1.1765 | 0 | 0 | 0 | 0 | 0 | 0 | 0 | 0 | 0 | 1 | 0 | 0 | 0 | 0 | 0 | 0 | 0 | 0 | 0 | 0 | 0 | 0 | 0 | 0 | 0 | 0 | 0 | 0 | 0 | 0 | 0
H2_NG | 0 | 0 | 0 | 0 | -1.3646 | 0 | 0 | 0 | 0 | 0 | 1 | 0 | 0 | 0 | 0 | 0 | 0 | 0 | 0 | 0 | 0 | 0 | 0 | 0 | 0 | 0 | 0 | 0 | 0.27292 | 0 | 0 | 0
H2_BIOMASS | 0 | 0 | 0 | 0 | 0 | -2.3121 | 0 | 0 | 0 | 0 | 1 | 0 | 0 | 0 | 0 | 0 | 0 | 0 | 0 | 0 | 0 | 0 | 0 | 0 | 0 | 0 | 0 | 0 | 0.90172 | 0 | 0 | 0
GASIFICATION_SNG | 0.0426 | 0 | 0 | 0 | 1 | -1 | 0 | 0 | 0 | 0 | 0 | 0 | 0 | 0.1217 | 0 | 0 | 0 | 0 | 0 | 0 | 0 | 0 | 0 | 0 | 0 | 0 | 0 | 0 | 0.26352 | 0 | 0 | 0
PYROLYSIS | 0.0238 | 0 | 0 | 0 | 0 | -2 | 0 | 0 | 0 | 0 | 0 | 1 | 0 | 0 | 0 | 0 | 0 | 0 | 0 | 0 | 0 | 0 | 0 | 0 | 0 | 0 | 0 | 0 | 0.29283 | 0 | 0 | 0
ATM_CCS | -1.3 | 0 | 0 | 0 | 0 | 0 | 0 | 0 | 0 | 0 | 0 | 0 | 0 | 0 | 0 | 0 | 0 | 0 | 0 | 0 | 0 | 0 | 0 | 0 | 0 | 0 | 0 | -1 | 0 | 1 | 0 | 0
INDUSTRY_CCS | -0.233 | 0 | 0 | 0 | 0 | 0 | 0 | 0 | 0 | 0 | 0 | 0 | 0 | 0 | 0 | 0 | 0 | 0 | 0 | 0 | 0 | 0 | 0 | 0 | 0 | 0 | 0 | 0 | -1 | 0.9 | 0 | 0
SYN_METHANOLATION | -0.72 | 0 | 0 | 0 | 0 | 0 | 0 | 0 | 0 | 0 | -0.746 | 1 | 0 | 0.261 | 0 | 0 | 0 | 0 | 0 | 0 | 0 | 0 | 0 | 0 | 0 | 0 | 0 | 0 | 0 | -0.247 | 0 | 0
SYN_METHANATION | -0.0213 | 0 | 0 | 0 | 1 | 0 | 0 | 0 | 0 | 0 | -1.28 | 0 | 0 | 0.295 | 0 | 0 | 0 | 0 | 0 | 0 | 0 | 0 | 0 | 0 | 0 | 0 | 0 | 0 | 0 | -0.198 | 0 | 0
BIOMETHANATION | 0 | 0 | 0 | 0 | 1 | 0 | -1.0707 | 0 | 0 | 0 | 0 | 0 | 0 | 0 | 0 | 0 | 0 | 0 | 0 | 0 | 0 | 0 | 0 | 0 | 0 | 0 | 0 | 0 | 0.20878 | 0 | 0 | 0
SLF_TO_DIESEL | 0 | 0 | 1 | 0 | 0 | 0 | 0 | 0 | 0 | 0 | 0 | -1 | 0 | 0 | 0 | 0 | 0 | 0 | 0 | 0 | 0 | 0 | 0 | 0 | 0 | 0 | 0 | 0 | 0 | 0 | 0 | 0
SLF_TO_GASOLINE | 0 | 1 | 0 | 0 | 0 | 0 | 0 | 0 | 0 | 0 | 0 | -1 | 0 | 0 | 0 | 0 | 0 | 0 | 0 | 0 | 0 | 0 | 0 | 0 | 0 | 0 | 0 | 0 | 0 | 0 | 0 | 0
SLF_TO_LFO | 0 | 0 | 0 | 1 | 0 | 0 | 0 | 0 | 0 | 0 | 0 | -1 | 0 | 0 | 0 | 0 | 0 | 0 | 0 | 0 | 0 | 0 | 0 | 0 | 0 | 0 | 0 | 0 | 0 | 0 | 0 | 0
;
Note on L1: ====== ID#AAAAGdnL-AA Gauthier Limpens (2020-04-29 12:37:16) SLF : Synthetic liquid fuel
Note on U1: ====== ID#AAAAGdnL-AE Gauthier Limpens (2020-04-29 12:37:16) These 4 next resources are just used to compute RE share.
Note on G42: ====== ID#AAAAGdnL9_s Stefano Moret (2020-04-29 12:37:16) Efficiency updated, taking data from Geo&Bio paper
Note on H43: ====== ID#AAAAGdnL9-k Stefano Moret (2020-04-29 12:37:16) Efficiency updated, taken from Geo&Bio paper
Note on F44: ====== ID#AAAAGdnL9-M Stefano Moret (2020-04-29 12:37:16) Efficiency updated, taking data from Geo&Bio paper
Note on C47: ====== ID#AAAAGdnL9-Q Stefano Moret (2020-04-29 12:37:16) Assumption. To differentiate from more efficient centralized option
Note on B50: ====== ID#AAAAGdrQhn4 Stefano Moret (2020-04-29 12:37:16) Source is ecoinvent v3.2 (rounded values): heat and power co-generation, diesel, 200kW electrical, SCR-NOx reduction [CH]
Note on G54: ====== ID#AAAAGdnL9_Y Stefano Moret (2020-04-29 12:37:16) Update efficiencies, taken from Geo&Bio paper
Note on H55: ====== ID#AAAAGdnL9-s Stefano Moret (2020-04-29 12:37:16) Update efficiencies from Pantaleo's data
Note on F56: ====== ID#AAAAGdrQhn0 Stefano Moret (2020-04-29 12:37:16) Updated value from geothermal-biomass paper
Note on B84: ====== ID#AAAAGdnL9-g Stefano Moret (2020-04-29 12:37:16) Output is scaled proportionally to difference in investment cost between Power2Gas and Gas2Power units
Note on C86: ====== ID#AAAAGdnL9-o Stefano Moret (2020-04-29 12:37:16) update and put gassner's data in the costs_data_main
Note on B87: ====== ID#AAAAGdnL9_4 Stefano Moret (2020-04-29 12:37:16) Source: geo&bio paper
Note on C92: ====== ID#AAAAGdnL9-c Gauthier Limpens (2020-04-29 12:37:16) Kind of thermodynimical realistic limit Sanz-Perez2016 is 0.189 et industrial cases are between 1.3 an d 2.44 Keith2018

## 3.2 TECH
| param: | c_inv | c_maint | gwp_constr | lifetime | c_p | fmin_perc | fmax_perc | f_min | f_max:= |  |  | Belgium name | Swiss | Old rate | New | Current |  | c_inv new [€_2015/GWh] |  | €2015 to CHF | 1.0679
ELECTRICITY | NUCLEAR | 4845.7346 | 102.931 | 707.88 | 60 | 0.849 | 0 | 1 | 0 | 0 | En 2019, f_min = 63.129 GW en France |  | NUCLEAR | NUCLEAR | 1.0679 | 4845.7346 | 4845.7346 | -1 | 4845.7346 | 102.931
| CCGT | 772 | 20 | 183.79 | 25 | 0.85 | 0 | 1 | 0 | 100000 |  |  | CCGT | CCGT | 1.0679 | 771.9918 | 772 | -1 | 771.9918 | 19.7303
| COAL_US | 2517 | 30 | 331.6 | 35 | 0.868 | 0 | 1 | 0 | 100000 |  |  | COAL_US | COAL_US | 1.0679 | 2516.7057 | 2517 | -1 | 2516.7057 | 29.7032 | c_inv | c_maint | lifetime
| COAL_IGCC | 3246 | 49 | 331.6 | 35 | 0.856 | 0 | 1 | 0 | 100000 |  |  | COAL_IGCC | COAL_IGCC | 1.0679 | 3245.8095 | 3246 | -1 | 3245.8095 | 48.9465
| PV | 870 | 11 | 2081.43 | 25 | 1 | 0 | 1 | 2.916 | 59.227 |  |  | PV | PV | 1.1494 | 936.4173 | 870 | -1 | 1000 | 8.4 | 1000 | 8.4 | 25 | From Technology Data for Energy Plants for Electricity and District heating generation. Here, I took the PV commercial in 2030. I neglected the Variable O&M (only the fixed one)
| PT_POWER_BLOCK | 1044.57 | 62.65 | 0 | 25 | 1 | 0 | 1 | 0 | 0 |  |  | PT_POWER_BLOCK | WIND | 1.4092 | 1372.4319 | 1044.57 | -1 | 1040 | 12.6 | 1040 | 12.6 | 30 | From Technology Data for Energy Plants for Electricity and District heating generation. Here, I took the Wind in 2030. I neglected the Variable O&M (only the fixed one)
| ST_POWER_BLOCK | 50 | 5 | 0 | 25 | 1 | 0 | 1 | 0 | 3.8384 |  |  | ST_POWER_BLOCK |  |  |  | 50 | -1 | 1660 | 34.25 | 1660 | 34.25 | 30 | From Technology Data for Energy Plants for Electricity and District heating generation. Here, I took the Wind offshore near-shore in 2030. I neglected the Variable O&M (only the fixed one)
| STIRLING_DISH | 6820 | 107.18 | 0 | 30 | 1 | 0 | 0 | 0 | 0 |  |  | STIRLING_DISH | HYDRO_RIVER | 1.0679 | 5044.9199 | 6820 | -1 | 5044.9199 | 50.4448
| WIND_ONSHORE | 1040 | 3 | 622.85 | 30 | 1 | 0 | 1 | 1.249 | 20.3795 |  |  | WIND_ONSHORE | GEOTHERMAL | 1.531 | 10735.2093 | 1040 | -1 | 4470 | 80.46 | 4470 | 80.46 | 30 | From EnergyPLAN Technology and Costs Database 20181005 . Here, I took The Geothermal Elect. In 2030
| WIND_OFFSHORE | 1930 | 9.78 | 622.85 | 30 | 1 | 0 | 1 | 0.712 | 0.713 |  |  | WIND_OFFSHORE | IND_COGEN_GAS | 1.0679 | 1408.0345 | 1930 | -1 | 1408.0345 | 92.6117
| HYDRO_DAM | 4200.6993 | 21.0018 | 1692.88 | 40 | 1 | 0 | 1 | 0 | 0.001 |  |  | HYDRO_DAM | IND_COGEN_WOOD | 1.0679 | 1080.7941 | 4200.6993 | -1 | 1080.7941 | 40.4907
| HYDRO_RIVER | 5044.9199 | 50.4448 | 1262.82 | 40 | 1 | 0 | 1 | 0.171 | 0.172 |  |  | HYDRO_RIVER | IND_COGEN_WASTE | 1.0679 | 2927.8678 | 5044.9199 | -1 | 2927.8678 | 111.3213
| NEW_TIDAL_STREAM | 2769 | 4 | 0 | 20 | 1 | 0 | 0 | 0 | 0 |  |  | NEW_TIDAL_STREAM | IND_BOILER_GAS | 1.0679 | 58.8913 | 2769 | -1 | 58.8913 | 1.1799
| TIDAL_STREAM | 3752 | 165 | 0 | 20 | 1 | 0 | 1 | 0 | 0 |  |  | TIDAL_STREAM | IND_BOILER_WOOD | 1.0679 | 115.1793 | 3752 | -1 | 115.1793 | 2.3036
| TIDAL_RANGE | 2867 | 178 | 0 | 40 | 1 | 0 | 1 | 0 | 0 |  |  | TIDAL_RANGE | IND_BOILER_OIL | 1.0679 | 54.8553 | 2867 | -1 | 54.8553 | 1.1799
| WAVE | 1909 | 42 | 0 | 20 | 1 | 0 | 0 | 0 | 0 |  |  | WAVE | IND_BOILER_COAL | 1.0679 | 115.1793 | 1909 | -1 | 115.1793 | 2.3036
| GEOTHERMAL | 7488 | 142.272 | 24929.09 | 30 | 0.86 | 0 | 1 | 0 | 0.2 |  |  | GEOTHERMAL | IND_BOILER_WASTE | 1.0679 | 115.1793 | 7488 | -1 | 115.1793 | 2.3036
HEAT_HIGH_T (INDUSTRY) | IND_COGEN_GAS | 1408 | 93 | 1024.32 | 25 | 0.85 | 0 | 1 | 0 | 100000 |  |  | IND_COGEN_GAS | IND_DIRECT_ELEC | 1.0679 | 332.3439 | 1408 | -1 | 332.3439 | 1.5076
| IND_COGEN_WOOD | 1080.7941 | 40 | 165.33 | 25 | 0.85 | 0 | 1 | 0 | 100000 |  |  | IND_COGEN_WOOD | DHN_HP_ELEC | 1.0679 | 344.7607 | 1080.7941 | -1 | 344.7607 | 11.9955
| IND_COGEN_WASTE | 2928 | 111 | 647.82 | 25 | 0.85 | 0 | 1 | 0 | 100000 |  |  | IND_COGEN_WASTE | DHN_COGEN_GAS | 1.0679 | 1254.4901 | 2928 | -1 | 1254.4901 | 37.5316
| IND_BOILER_GAS | 59 | 1 | 12.32 | 17 | 0.95 | 0 | 1 | 0 | 100000 |  |  | IND_BOILER_GAS | DHN_COGEN_WOOD | 1.0679 | 1080.7941 | 59 | -1 | 1080.7941 | 40.4907
| IND_BOILER_WOOD | 115 | 2 | 28.87 | 17 | 0.9 | 0 | 1 | 0 | 100000 |  |  | IND_BOILER_WOOD | DHN_COGEN_WASTE | 1.0679 | 2927.8678 | 115 | -1 | 2927.8678 | 111.3213
| IND_BOILER_OIL | 55 | 1 | 12.32 | 17 | 0.95 | 0 | 1 | 0 | 100000 |  |  | IND_BOILER_OIL |  |  |  | 55 | -1 | [5 empty] | From mixed between Biomethanation and SES gas CHP
| IND_BOILER_COAL | 115 | 2 | 48.18 | 17 | 0.9 | 0 | 1 | 0 | 100000 |  |  | IND_BOILER_COAL | DHN_BOILER_GAS | 1.0679 | 58.8913 | 115 | -1 | 58.8913 | 1.1799
| IND_BOILER_WASTE | 115 | 2 | 28.87 | 17 | 0.9 | 0 | 1 | 0 | 100000 |  |  | IND_BOILER_WASTE | DHN_BOILER_WOOD | 1.0679 | 115.1793 | 115 | -1 | 115.1793 | 2.3036
| IND_DIRECT_ELEC | 332 | 2 | 1.47 | 15 | 0.95 | 0 | 1 | 0 | 100000 |  |  | IND_DIRECT_ELEC | DHN_BOILER_OIL | 1.0679 | 54.8553 | 332 | -1 | 54.8553 | 1.1799
HEAT_LOW_T DHN | DHN_HP_ELEC | 345 | 12 | 174.79 | 25 | 0.95 | 0 | 1 | 0 | 100000 |  |  | DHN_HP_ELEC | DHN_DEEP_GEO | 1.0801 | 1517.1177 | 345 | -1 | 1500 | 28 | 1500 | 28 | 30 | From Technology Data for Energy Plants for Electricity and District heating generation. Here, I took the Geothermal heat only plant with streal driven absoption heat pump 70°C in 2030. I neglected the Variable O&M (only the fixed one)
| DHN_COGEN_GAS | 1254 | 38 | 490.88 | 25 | 0.85 | 0 | 1 | 0 | 100000 |  |  | DHN_COGEN_GAS |  |  |  | 1254 | -1 | 362 | 0.433 | 362 | 0.433 | 30 | From Technology Data for Energy Plants for Electricity and District heating generation. Here, I took the Solar District heating in 2030.
| DHN_COGEN_WOOD | 1081 | 40 | 165.33 | 25 | 0.85 | 0 | 1 | 0 | 100000 |  |  | DHN_COGEN_WOOD | DEC_HP_ELEC | 1.0679 | 492.0405 | 1081 | -1 | 492.0405 | 21.0507
| DHN_COGEN_WASTE | 2928 | 111 | 647.82 | 25 | 0.85 | 0 | 1 | 0 | 100000 |  |  | DHN_COGEN_WASTE | DEC_THHP_GAS | 1.0679 | 315.685 | 2928 | -1 | 315.685 | 9.4672
| DHN_COGEN_WET_BIOMASS | 2287 | 229 | 1024 | 25 | 0.75 | 0 | 1 | 0 | 100000 |  |  | DHN_COGEN_WET_BIOMASS | DEC_COGEN_GAS | 1.0679 | 1408.0345 | 2287 | -1 | 1408.0345 | 92.6117
| DHN_BOILER_GAS | 59 | 1 | 12.32 | 17 | 0.95 | 0 | 1 | 0 | 100000 |  |  | DHN_BOILER_GAS | DEC_COGEN_OIL | 1.0679 | 1305.5623 | 59 | -1 | 1305.5623 | 81.9646
| DHN_BOILER_WOOD | 115.1793 | 2.3036 | 28.87 | 17 | 0.9 | 0 | 1 | 0 | 100000 |  |  | DHN_BOILER_WOOD | DEC_ADVCOGEN_GAS | 1.0679 | 7242.2792 | 115.1793 | -1 | 7242.2792 | 144.845
| DHN_BOILER_OIL | 55 | 1 | 12.32 | 17 | 0.95 | 0 | 1 | 0 | 100000 |  |  | DHN_BOILER_OIL | DEC_ADVCOGEN_H2 | 1.0679 | 7242.2792 | 55 | -1 | 7242.2792 | 144.845
| DHN_DEEP_GEO | 1500 | 57 | 808.76 | 30 | 0.85 | 0 | 1 | 0 | 0 |  |  | DHN_DEEP_GEO | DEC_BOILER_GAS | 1.0679 | 158.5354 | 1500 | -1 | 158.5354 | 4.757
| DHN_SOLAR | 362 | 0 | 221.22 | 30 | 1 | 0 | 1 | 0 | 100000 |  |  | DHN_SOLAR | DEC_BOILER_WOOD | 1.0679 | 462.4403 | 362 | -1 | 462.4403 | 16.1813
HEAT_LOW_T DECEN | DEC_HP_ELEC | 492.0405 | 21.0507 | 164.89 | 18 | 1 | 0 | 1 | 0 | 100000 |  |  | DEC_HP_ELEC | DEC_BOILER_OIL | 1.0679 | 142.3822 | 492.0405 | -1 | 142.3822 | 8.5401
| DEC_THHP_GAS | 315.685 | 9.4672 | 381.93 | 20 | 1 | 0 | 0 | 0 | 100000 |  |  | DEC_THHP_GAS | DEC_SOLAR | 1.0679 | 719.0748 | 315.685 | -1 | 719.0748 | 8.0906
| DEC_COGEN_GAS | 1408 | 93 | 1024.32 | 20 | 1 | 0 | 1 | 0 | 100000 |  |  | DEC_COGEN_GAS | DEC_DIRECT_ELEC | 1.0679 | 39.9757 | 1408 | -1 | 39.9757 | 0.17792
| DEC_COGEN_OIL | 1306 | 82 | 1024.32 | 20 | 1 | 0 | 1 | 0 | 100000 |  |  | DEC_COGEN_OIL | TRAMWAY_TROLLEY | #DIV/0! | 0 | 1306 | -1 | 0 | 0
| DEC_ADVCOGEN_GAS | 7242 | 145 | 2193.45 | 20 | 1 | 0 | 1 | 0 | 100000 |  |  | DEC_ADVCOGEN_GAS | BUS_COACH_DIESEL | #DIV/0! | 0 | 7242 | -1 | 0 | 0
| DEC_ADVCOGEN_H2 | 7242 | 145 | 2193.45 | 20 | 1 | 0 | 1 | 0 | 100000 |  |  | DEC_ADVCOGEN_H2 | BUS_COACH_HYDIESEL | #DIV/0! | 0 | 7242 | -1 | 0 | 0
| DEC_BOILER_GAS | 159 | 5 | 21.09 | 17 | 1 | 0 | 1 | 0 | 100000 |  |  | DEC_BOILER_GAS | BUS_COACH_CNG_STOICH | #DIV/0! | 0 | 159 | -1 | 0 | 0
| DEC_BOILER_WOOD | 462 | 16 | 21.09 | 17 | 1 | 0 | 1 | 0 | 100000 |  |  | DEC_BOILER_WOOD | BUS_COACH_FC_HYBRIDH2 | #DIV/0! | 0 | 462 | -1 | 0 | 0
| DEC_BOILER_OIL | 142 | 9 | 21.09 | 17 | 1 | 0 | 1 | 0 | 100000 |  |  | DEC_BOILER_OIL | TRAIN_PUB | #DIV/0! | 0 | 142 | -1 | 0 | 0
COOLING | DEC_SOLAR | 719 | 8 | 221.22 | 20 | 1 | 0 | 1 | 0 | 100000 |  |  | DEC_SOLAR | CAR_GASOLINE | #DIV/0! | 0 | 719 | -1 | 6070.3671 | 182.111
| DEC_DIRECT_ELEC | 40 | 0 | 1.47 | 15 | 1 | 0 | 1 | 0 | 100000 |  |  | DEC_DIRECT_ELEC | CAR_DIESEL | #DIV/0! | 0 | 40 | -1 | 6611.2971 | 198.3389
| BIG_SPLIT | 232 | 9.333 | 0 | 15 | 1 | 0 | 1 | 0 | 100000 |  |  | BIG_SPLIT | CAR_NG | #DIV/0! | 0 | 232 | -1 | 6476.1429 | 194.2843
| CHILLER_WC | 119 | 4.76 | 0 | 20 | 1 | 0 | 1 | 0 | 100000 |  |  | CHILLER_WC | CAR_HEV | #DIV/0! | 0 | 119 | -1 | 6396.6771 | 191.9003
PUBLIC MOBILITY | TRAMWAY_TROLLEY | 0 | 0 | 0 | 1 | 1 | 0 | 0.3 | 0 | 100000 |  |  | TRAMWAY_TROLLEY | CAR_PHEV | #DIV/0! | 0 | 0 |  | 6401.2412 | 192.0372
| BUS_COACH_DIESEL | 0 | 0 | 0 | 1 | 1 | 0 | 0.3 | 0 | 100000 |  |  | BUS_COACH_DIESEL | CAR_BEV | #DIV/0! | 0 | 0 |  | 7352.4741 | 73.5247
| BUS_COACH_HYDIESEL | 0 | 0 | 0 | 1 | 1 | 0 | 0.3 | 0 | 100000 |  |  | BUS_COACH_HYDIESEL | CAR_FUEL_CELL | #DIV/0! | 0 | 0 |  | 7228.5459 | 216.8564
| BUS_COACH_CNG_STOICH | 0 | 0 | 0 | 1 | 1 | 0 | 0.3 | 0 | 100000 |  |  | BUS_COACH_CNG_STOICH | TRAIN_FREIGHT | #DIV/0! | 0 | 0 |  | 0 | 0
| BUS_COACH_FC_HYBRIDH2 | 0 | 0 | 0 | 1 | 1 | 0 | 0.2 | 0 | 100000 |  |  | BUS_COACH_FC_HYBRIDH2 |  | #DIV/0! | 0 | 0 |  | 0 | 0
| TRAIN_PUB | 0 | 0 | 0 | 1 | 1 | 0 | 0.6 | 0 | 100000 |  |  | TRAIN_PUB |  | #DIV/0! | 0 | 0 |  | 0 | 0
PRIVATE MOBILITY | CAR_GASOLINE | 0 | 0 | 0 | 1 | 1 | 0 | 1 | 0 | 100000 |  |  | CAR_GASOLINE |  | #DIV/0! | 0 | 0 |  | 561.43 | 28.0715
| CAR_DIESEL | 0 | 0 | 0 | 1 | 1 | 0 | 1 | 0 | 100000 |  |  | CAR_DIESEL |  | #DIV/0! | 2920.133 | 0 | -1 | 672.93 | 33.6465
| CAR_NG | 0 | 0 | 0 | 1 | 1 | 0 | 1 | 0 | 100000 |  |  | CAR_NG |  | #DIV/0! | 1737.9904 | 0 | -1 | 872 | 43.6
| CAR_HEV | 0 | 0 | 0 | 1 | 1 | 0 | 1 | 0 | 100000 |  | TBC | CAR_HEV |  | #DIV/0! | 825.8826 | 0 | -1 | 0 | 0
| CAR_PHEV | 0 | 0 | 0 | 1 | 1 | 0 | 1 | 0 | 100000 |  | TBC | CAR_PHEV |  | #DIV/0! | 57215.095 | 0 | -1 | 0 | 0
| CAR_BEV | 0 | 0 | 0 | 1 | 1 | 0 | 1 | 0 | 100000 |  |  | CAR_BEV | EFFICIENCY | 0.55904 | 1737.9904 | 0 | -1 | 1737.9904 | 0
| CAR_FUEL_CELL | 0 | 0 | 0 | 1 | 1 | 0 | 1 | 0 | 100000 |  |  | CAR_FUEL_CELL | DHN | 1.0679 | 825.8826 | 0 | -1 | 825.8826 | 0
FREIGHT | TRAIN_FREIGHT | 0 | 0 | 0 | 1 | 1 | 0 | 1 | 0 | 100000 |  |  | TRAIN_FREIGHT | GRID | 0.81555 | 57215.095 | 0 | -1 | 57215.095 | 0
| BOAT_FREIGHT_DIESEL | 0 | 0 | 0 | 1 | 1 | 0 | 1 | 0 | 100000 |  |  | BOAT_FREIGHT_DIESEL | H2_ELECTROLYSIS | 1.0679 | 307.585 | 0 | -1 | 307.585 | 30.7613
| BOAT_FREIGHT_NG | 0 | 0 | 0 | 1 | 1 | 0 | 1 | 0 | 100000 |  |  | BOAT_FREIGHT_NG | H2_NG | 1.0679 | 681.2436 | 0 | -1 | 681.2436 | 64.4349
| TRUCK_DIESEL | 0 | 0 | 0 | 1 | 1 | 0 | 1 | 0 | 100000 |  |  | TRUCK_DIESEL | H2_BIOMASS | 1.0679 | 2525.3863 | 0 | -1 | 2525.3863 | 195.7018
| TRUCK_FUEL_CELL | 0 | 0 | 0 | 1 | 1 | 0 | 1 | 0 | 100000 |  |  | TRUCK_FUEL_CELL | GASIFICATION_SNG | 1.0679 | 2743.8056 | 0 | -1 | 2743.8056 | 139.9382 | c_inv | c_maint
| TRUCK_NG | 0 | 0 | 0 | 1 | 1 | 0 | 1 | 0 | 100000 |  |  | TRUCK_NG | PYROLYSIS | 1.0679 | 1344.2176 | 0 | -1 | 1344.2176 | 67.2067 | [M€/ktCO2/h] | [M€/ktCO2/h/y]
NON ENERGY | NON_ENERGY_OIL | 0 | 0 | 0 | 1 | 1 | 0 | 1 | 0 | 100000 |  | TBC | NON_ENERGY_OIL |  |  |  | 0 |  | 2580 | 64.8 | 2580 | 64.8 |  | Arbitrary
| NON_ENERGY_NG | 0 | 0 | 0 | 1 | 1 | 0 | 1 | 0 | 100000 |  | TBC | NON_ENERGY_NG |  |  |  | 0 |  | 2580 | 64.8 | 2580 | 64.8 |  | From Technology Data for Energy Plants for Electricity and District heating generation - Feb. 2019. We computed the data based on a case of CCS over a Coal fired PP
INFRASTRUCTURE | EFFICIENCY | 3320 | 0 | 0 | 1 | 1 | 0 | 1 | 0 | 100000 |  |  | EFFICIENCY |  |  |  | 3320 | -1
| DHN | 825.8826 | 0 | 0 | 60 | 1 | 0 | 1 | 0 | 100000 |  | TBC | DHN |  |  |  | 825.8826 | -1 | 1888 | 74.6 | 1888 | 74.6 |  | From Technology Data for Renewable Fuels p211: SNG production process. Here I did some calculation as the technology proposes transforms biogas to SNG by adding H2. I removed the CH4 part of the biogas
| GRID | 71877.1174 | 0 | 0 | 80 | 1 | 0 | 1 | 0 | 100000 |  | TBC | GRID |  |  |  | 71877.1174 | -1 | 1661 | 14 | 1661 | 14 | 20 | From Technology Data for Renewable Fuels p34 + BIOGAS UPGRADING - TECHNICAL REVIEW p62. Here I took column 2030 and Specific investment. For Maintenance, I took an arbitrary value of 10% of inv cost of cleaner
| PT_COLLECTOR | 4504.7143 | 62.65 | 0 | 25 | 1 | 0 | 1 | 0 | 100000 |  |  | PT_COLLECTOR |  |  |  | 4504.7143 | -1
| ST_COLLECTOR | 100 | 5 | 0 | 25 | 1 | 0 | 1 | 0 | 100000 |  |  | ST_COLLECTOR |  |  |  | 100 | -1
| H2_ELECTROLYSIS | 308 | 30.7613 | 0 | 15 | 0.9 | 0 | 1 | 0 | 100000 |  |  | H2_ELECTROLYSIS |  |  |  | 308 | -1
| H2_NG | 681 | 64.4349 | 0 | 25 | 0.86 | 0 | 1 | 0 | 100000 |  |  | H2_NG | BATT_LI | 3.3113 | 936.4173 | 681 | -1 | 302 | 0.5418 |  |  |  | From Technology data for Energy storage p132. Here I took column 2030 and Specific investment. For Maintenance, I took Fixed + variable O&M and assumed that 1 MW/MWh | In addition, the gwp_constr other source : 110 ktCO2/GWh (J.F. Peters, M. Baumann, B. Zimmermann, J. Braun, M. Weil. The environmental impact of Li- Ion batteries and the role of key parameters – A review, Renew. Sustain. Energy Rev. 67 (2017) 491–506. doi:10.1016/j.rser.2016.08.039) | Cost include capacity components => 3x more exepnsive than just a 'pack'p33 of Danish 'Technology data for energy storage'
| H2_BIOMASS | 2525 | 196 | 0 | 25 | 0.86 | 0 | 1 | 0 | 100000 |  |  | H2_BIOMASS | BEV_BATT | #DIV/0! | 0 | 2525 | -1 | 0 | 0
| GASIFICATION_SNG | 2744 | 140 | 0 | 25 | 0.85 | 0 | 1 | 0 | 100000 |  |  | GASIFICATION_SNG | PHEV_BATT | #DIV/0! | 0 | 2744 | -1 | 0 | 0
| PYROLYSIS | 1344 | 67 | 0 | 25 | 0.85 | 0 | 1 | 0 | 100000 |  |  | PYROLYSIS | PHS | 0.084694 | 4.6634 | 1344 | -1 | 4.6634 | 0.018728 | c_inv | c_maint | lifetime
| ATM_CCS | 5160 | 130 | 0 | 40 | 1 | 0 | 1 | 0 | 100000 |  | TBC | ATM_CCS | TS_DEC_DIRECT_ELEC | 1.0679 | 18.9718 | 5160 | -1 | 18.9718 | 36.12 |  | 36.12 | 20 | From EnergyPLAN Technology and Costs Database 20181005 . Here, I took the 7% of maintenance cost
| INDUSTRY_CCS | 2580 | 65 | 0 | 40 | 1 | 0 | 1 | 0 | 100000 |  | TBC | INDUSTRY_CCS | TS_DEC_HP_ELEC | 1.0679 | 18.9718 | 2580 | -1 | 18.9718 | 18.06 |  | 18.06 | 20 | From EnergyPLAN Technology and Costs Database 20181005 . Here, I took the 7% of maintenance cost
| SYN_METHANOLATION | 2750 | 54.5 | 0 | 20 | 0.95 | 0 | 1 | 0 | 100000 |  | TBC | SYN_METHANOLATION | TS_DEC_THHP_GAS | 1.0679 | 18.9718 | 2750 | -1 | 18.9718 | 19.25 |  | 19.25 | 20 | From EnergyPLAN Technology and Costs Database 20181005 . Here, I took the 7% of maintenance cost
| SYN_METHANATION | 1888 | 74.6 | 0 | 40 | 1 | 0 | 1 | 0 | 100000 |  | TBC | SYN_METHANATION | TS_DEC_COGEN_GAS | 1.0679 | 18.9718 | 1888 | -1 | 18.9718 | 13.216 |  | 13.216 | 20 | From EnergyPLAN Technology and Costs Database 20181005 . Here, I took the 7% of maintenance cost
| BIOMETHANATION | 1661 | 14 | 0 | 20 | 0.85 | 0 | 1 | 0 | 100000 |  | TBC | BIOMETHANATION | TS_DEC_COGEN_OIL | 1.0679 | 18.9718 | 1661 | -1 | 18.9718 | 11.627 |  | 11.627 | 20 | From EnergyPLAN Technology and Costs Database 20181005 . Here, I took the 7% of maintenance cost
| SLF_TO_DIESEL | 0 | 0 | 0 | 1 | 1 | 0 | 1 | 0 | 100000 |  | TBC | SLF_TO_DIESEL | TS_DEC_BOILER_GAS | 1.0679 | 18.9718 | 0 | -1 | 18.9718 | 0 |  | 0 | 20 | From EnergyPLAN Technology and Costs Database 20181005 . Here, I took the 7% of maintenance cost
| SLF_TO_GASOLINE | 0 | 0 | 0 | 1 | 1 | 0 | 1 | 0 | 100000 |  | TBC | SLF_TO_GASOLINE | TS_DEC_BOILER_WOOD | 1.0679 | 18.9718 | 0 | -1 | 18.9718 | 0 |  | 0 | 20 | From EnergyPLAN Technology and Costs Database 20181005 . Here, I took the 7% of maintenance cost
| SLF_TO_LFO | 0 | 0 | 0 | 1 | 1 | 0 | 1 | 0 | 100000 |  | TBC | SLF_TO_LFO | TS_DEC_BOILER_OIL | 1.0679 | 18.9718 | 0 | -1 | 18.9718 | 0 |  | 0 | 20 | From EnergyPLAN Technology and Costs Database 20181005 . Here, I took the 7% of maintenance cost
STORAGE | BATT_LI | 302 | 0.62 | 61.3 | 15 | 1 | 0 | 1 | 0 | 100000 |  | TBC | BATT_LI | TS_DHN_DAILY | 3.3767 | 9.4859 | 302 | -1 | 9.4859 | 2.114 |  | 2.114 | 20 | From EnergyPLAN Technology and Costs Database 20181005 . Here, I took the 7% of maintenance cost
| CAES | 38.938 | 3.1799 | 0 | 50 | 1 | 0 | 1 | 0 | 0 |  | TBC | CAES | TS_DHN_SEASONAL | 6.2222 | 3.1464 | 38.938 | -1 | 0.54 | 0.003 | 0.54 | 0.003 | 25 | From : Thermal storage (from Technology Data for Energy From EnergyPLAN Technology and Costs Database 20181005 . Here, I took the 7% of maintenance cost
| BEV_BATT | 0 | 0 | 0 | 1 | 1 | 0 | 1 | 0 | 100000 |  | TBC | BEV_BATT |  |  |  | 0 |  |  |  | 0.04713 | 0.0013092 | 50 | From Technology data for Energy storage p68. Here I took the total investment cost of 254M€ for Lille Torup which is 4.965TWh (see https://gasstorage.dk/Our-storage). For Maintenance, I took 6.5 M€ for the Lille Torup case
| PHEV_BATT | 0 | 0 | 0 | 1 | 1 | 0 | 1 | 0 | 100000 |  | TBC | PHEV_BATT |  |  |  | 0 |  | 0.13466 | 0.0037405 | 0.13466 | 0.0037405 | 25 | From EnergyPLAN Technology and Costs Database 20181005 . Here, I took the hydrogen storage in steel tanks
| DAM_STORAGE | 0 | 0 | 0 | 1 | 1 | 0 | 1 | 0 | 0 |  | TBC | DAM_STORAGE |  |  |  | 0 |  | 49.5 | 0.495 | 49.5 | 0.495 | 30 | From an industry website for a CO2 tank. We assumed 1% of maintenance and 30y of life time (similar to hot water)
| PHS | 58.8 | 0 | 8.33 | 50 | 1 | 0 | 1 | 8 | 14 |  |  | PHS |  |  |  | 58.8 | -1
| TS_DEC_DIRECT_ELEC | 18.9718 | 0.1328 | 0 | 25 | 1 | 0 | 1 | 0 | 100000
| TS_DEC_HP_ELEC | 18.9718 | 0.1328 | 0 | 25 | 1 | 0 | 1 | 0 | 100000
| TS_DEC_THHP_GAS | 19 | 0.1328 | 0 | 25 | 1 | 0 | 1 | 0 | 100000
| TS_DEC_COGEN_GAS | 19 | 0.1328 | 0 | 25 | 1 | 0 | 1 | 0 | 100000
| TS_DEC_COGEN_OIL | 19 | 0.1328 | 0 | 25 | 1 | 0 | 1 | 0 | 100000
| TS_DEC_ADVCOGEN_GAS | 19 | 0.1328 | 0 | 25 | 1 | 0 | 1 | 0 | 100000
| TS_DEC_ADVCOGEN_H2 | 19 | 0.1328 | 0 | 25 | 1 | 0 | 1 | 0 | 100000
| TS_DEC_BOILER_GAS | 19 | 0.1328 | 0 | 25 | 1 | 0 | 1 | 0 | 100000
| TS_DEC_BOILER_WOOD | 19 | 0.1328 | 0 | 25 | 1 | 0 | 1 | 0 | 100000
| TS_DEC_BOILER_OIL | 19 | 0.1328 | 0 | 25 | 1 | 0 | 1 | 0 | 100000
| TS_DHN_DAILY | 3 | 0.0086 | 0 | 40 | 1 | 0 | 1 | 0 | 100000
| TS_DHN_SEASONAL | 1 | 0.003 | 0 | 25 | 1 | 0 | 1 | 0 | 100000
| SEASONAL_NG | 0.051158 | 0.0013092 | 0 | 30 | 1 | 0 | 1 | 0 | 100000
| SEASONAL_H2 | 6.19 | 0.03 | 0 | 20 | 1 | 0 | 1 | 0 | 100000
| CO2_STORAGE | 49.5 | 0.495 | 0 | 20 | 1 | 0 | 1 | 0 | 100000
| SLF_STO | 0.00635 | 0.000397 | 0 | 20 | 1 | 0 | 1 | 0 | 100000
| PT_STORAGE | 36.9568 | 0.3695 | 0 | 25 | 1 | 0 | 1 | 0 | 100000
| ST_STORAGE | 19.099 | 0.1909 | 0 | 25 | 1 | 0 | 1 | 0 | 100000
| TS_COLD | 25 | 0.3 | 0 | 20 | 1 | 0 | 1 | 0 | 100000
| TS_MOLTEN_SALT | 28.03 | 0.28 | 0 | 25 | 1 | 0 | 1 | 0 | 100000
;
Sources
Data sources - emissions
Source: ecoinvent v3.2 (allocation at the point of substitution). Most values already available in Geo&Bio paper. Other are sourced here from ecoinvent
Technology | IPCC 2013 - GWP 100 | Unit | Source
Nuclear | 707880000 | kgCO2-eq/GWe | ecoinvent entry: "market for nuclear power plant, boiling water reactor 1000MW, GLO"
CCGT | 73514000 | kgCO2-eq/unit | ecoinvent entry: "gas power plant construction, combined cycle, 400MW electrical, RER"
CCGT | 183785000 | kgCO2-eq/GWe
Coal | 165800000 | kgCO2-eq/unit | ecoinvent entry: "hard coal power plant construction, 500MW, GLO"
Coal | 331600000 | kgCO2-eq/GWe
PV | 6244.3 | kgCO2-eq/unit | ecoinvent entry: "market for photovoltaic slanted-roof installation, 3kWp, multi-Si, panel, mounted, on roof"
PV | 2081433333.3333 | kgCO2-eq/GWe
Wind | 1245700 | kgCO2-eq/unit | ecoinvent entry: "market for wind turbine, 2MW, onshore"
Wind | 622850000 | kgCO2-eq/GWe
Hydro dam | 15456000000 | kgCO2-eq/unit | ecoinvent entry: "hydropower plant construction, reservoir, alpine region, RER" (size 9.130MW)
Hydro dam | 1692880613.3625 | kgCO2-eq/GWe
Hydro river | 4798700000 | kgCO2-eq/unit | ecoinvent entry: "hydropower plant construction, run-of-river, CH" (size not specified. But written that this is value for entire CH plants)
Hydro river | #DIV/0! | kgCO2-eq/GWe
Geothermal ORC 6km | #REF! | kgCO2-eq/unit | from Geo&Bio paper. Size 7.554 MW
Geothermal ORC 6km | #REF! | kgCO2-eq/GWe | Value from Geo&Bio. Too low!
Geothermal power plant | 137110000 | kgCO2-eq/unit | ecoinvent entry: "geothermal power plant construction" (5.5 MWel, 5km well)
Geothermal power plant | 24929090909.0909 | kgCO2-eq/GWe
Geothermal EGS 6km | #REF! | kgCO2-eq/unit | from Geo&Bio paper. 6km well needed for 7.554MW cycle
Geothermal EGS 6km | #REF! | kgCO2-eq/GWe
Geothermal EGS 4.2km | #REF! | kgCO2-eq/unit | from Geo&Bio paper. 4.2km well, 22841 kW/th (assumes 3 wells)
Geothermal EGS 4.2km | #REF! | kgCO2-eq/GWth
Geothermal EGS 4.2km | 1466.1 | kgCO2-eq/m | ecoinvent entry: "deep well drilling, for deep geothermal power, CH"
Geothermal EGS 4.2km | 18472860 | kgCO2-eq/unit | Assuming 3*4.2km wells, as in Geo&Bio.
Geothermal EGS 4.2km | 808758810.9102 | kgCO2-eq/GWth
Dec NG cogen | 37317.001 | kgCO2-eq/unit | ecoinvent entry: "market for heat and power co-generation unit, 50kW electrical, common components for heat+electricity [GLO]". Fuel is natural gas
Dec NG cogen | 5925.5203 | kgCO2-eq/unit | ecoinvent entry: "market for heat and power co-generation unit, 50kW electrical, components for electricity only [GLO]". Fuel is natural gas
Dec NG cogen | 10301.575 | kgCO2-eq/unit | ecoinvent entry: "market for heat and power co-generation unit, 50kW electrical, components for heat only [GLO]". Fuel is natural gas
Dec NG cogen | 1070881926 | kgCO2-eq/GWe
Coal industrial boiler | 240890 | kgCO2-eq/unit | ecoinvent entry: "industrial furnace production, coal, 1-10MW, RER".
Coal industrial boiler | 48178000 | kgCO2-eq/GWth
Direct el. Heat | 7.3357 | kgCO2-eq/unit | ecoinvent entry: "auxiliary heating unit production, electric, 5kW, CH"
Direct el. Heat | 1467140 | kgCO2-eq/GWth
Dec HP | 1648.9 | kgCO2-eq/unit | ecoinvent entry: "heat pump production, brine-water, 10kW, CH"
Dec HP | 164890000 | kgCO2-eq/GWth
DHN HP | 5243.6 | kgCO2-eq/unit | ecoinvent entry: "heat pump production, 30kW, RER"
DHN HP | 174786666.6667 | kgCO2-eq/GWth
Th HP | 1527.7 | kgCO2-eq/unit | ecoinvent entry: "heat pump production, diffusion absorption, 4kW, future, CH"
Th HP | 381925000 | kgCO2-eq/GWth
FC | 104000 | kgCO2-eq/unit | ecoinvent entry: "fuel cell production, solid oxide, 125kW electrical, future, CH"
FC | 832000000 | kgCO2-eq/GWe
FC | #DIV/0! | kgCO2-eq/GWth
Dec Solar - panels/MJ_heat | 2.5707e-07 | unit/MJ_heat | ecoinvent entry: "operation, solar collector system, Cu flat plate collector, multiple dwelling, for hot water, CH"
Dec Solar - heat production lifetime | 1080553.0703 | kWh_heat/lifetime
Dec Solar - lifetime | 20 | years
c_p | 0.11346 | -
Size | 54.3568 | kW_th/panel
Dec Solar | 12025 | kgCO2-eq/unit | ecoinvent entry: "solar collector system installation, Cu flat plate collector, multiple dwelling, hot water, CH"
Dec Solar | 221223638.3521 | kgCO2-eq/GWth
Oil boiler | 12320 | kgCO2-eq/unit | ecoinvent entry: "industrial furnace production, 1MW, oil, CH"
Oil boiler | 12320000 | kgCO2-eq/GWth
Wood boiler | 28865 | kgCO2-eq/unit | ecoinvent entry: "furnace production, wood chips, average storage area, 1000kW, CH"
Wood boiler | 28865000 | kgCO2-eq/GWth
BATT_LI | 400 | [MCHF/GWh] | From Chen 2009, Figure 1 (The future cost of electrical energy storage based on experience rates ) + Zakeri 2015 (Electrical energy storage systems: A comparative life cycle cost analysis) Table C1 |  | Personnal notes in GL presentation 180418-PRE1 - MILP with TD - Analyse of results_v2 | Warning : price is very high => never installing batteries (for Swiss case)
BATT_LI | 50 | [MCHF/GWh] | Arbitrary choosen based on the CAPEX
BATT_LI | 61.3 | kg tCO2-eq/GWh | From Limpens 2018, table 4 Life cycle assessment of lithium-ion batteries for greenhouse gas emissions (2016) Fig 5 & Fig 6. Ishihara 2002 'Life cycle analysis of large-size lithium-ion secondary batteries developed in the japanese national project'
BATT_LI | 15 | [years] | Zakeri 2015 (Electrical energy storage systems: A comparative life cycle cost analysis) Table B1 (5-15 years) + Limpens 2018, table 1
PHES | 4.98 | [MCHF/GWh] | Techno-economic review of existing and new pumped hydro energy storage plant (2009), table 5. Assessment of utility energy storage options for increased renewable energy penetration (2012) , Appendix Switzerland p72 + personnal post treatment presented in slide 7 of presentation 180418
PHES | 0.02 | [MCHF/GWh] | Arbitrary choosen based on the CAPEX
PHES | 8.33 | kg tCO2-eq/GWh | No source found.
PHES | 40 | [years] | Same as other HYDROs
PHES | 369 | [GWh] | Assessment of the European potential for pumped hydropower energy storage . A GIS- based assessment of pumped (2013) p72
PHES | 1700 | [GWh] | Assessment of the European potential for pumped hydropower energy storage . A GIS- based assessment of pumped (2013) p72
TS_DEC_BOILER_OIL | 20.26 | [MCHF/GWh] | c_inv |  | Adapted from PhD thesis (R. JAKOB) : "Urban Energy System Design from the Heat Perspective using mathematical Programming including thermal Storage". Post treatment done in excel sheet : "TS data.docx"
TS_DEC_BOILER_OIL | 0 | [MCHF/GWh] | c_maint
TS_DHN_DAILY | 10.13 | [MCHF/GWh] | c_inv
TS_DHN_DAILY | 0 | [MCHF/GWh] | c_maint
TS_DHN_SEASONAL | 3.36 | [MCHF/GWh] | c_inv
TS_DHN_SEASONAL | 0 | [MCHF/GWh] | c_maint
Note on C1: ====== ID#AAAAGdrQhnQ Stefano Moret (2020-04-29 12:37:16) GW of main output. For mobility is Mpkm/h, for cogeneration is heat. Investment cost for cogen is translated into CHF/kW_th. For storage depends on the technology. For gasification/pyrolysis is biofuel output
Note on E1: ====== ID#AAAAGdnL994 Stefano Moret (2020-04-29 12:37:16) Global warming potential (GWP) emissions for the construction of technologies [kgCO2-eq./kW], with respect to main output of the technology. For heating and cogeneration technologies, the main output is heat. Greenhouse gas emissions including the technology construction only. For GHG emissions, LCA data are taken from the Ecoinvent database v3.2 using the 'allocation at the point of substitution' method. GWP is assessed with the 'GWP100a - IPCC2013' indicator.
Note on G1: ====== ID#AAAAGdnL9_I Stefano Moret (2020-04-29 12:37:16) Yearly c_p. Different than 1 for technologies whose c_p is defined on an annual basis
Note on H1: ====== ID#AAAAGdrQhnw Stefano Moret (2020-04-29 12:37:16) Limit to the Mult_t, expressed as % of total demand in each sector
Note on I1: ====== ID#AAAAGdnL9_c Stefano Moret (2020-04-29 12:37:16) Limit to the Mult_t, expressed as % of total demand in each sector
Note on J1: ====== ID#AAAAGdnL9-E Stefano Moret (2020-04-29 12:37:16) main output: Mpkm/h for the technologies, heat for cogen, storage level [GWh] for storage units
Note on K1: ====== ID#AAAAGdnL99w Stefano Moret (2020-04-29 12:37:15) main output: Mpkm/h for the technologies, heat for cogen, storage level [GWh] for storage units
Note on K2: ====== ID#AAAAGdnL9-w Gauthier Limpens (2020-04-29 12:37:16) Nuclear phase out (
Note on C6: ====== ID#AAAAGdnL9_w Stefano Moret (2020-04-29 12:37:16) Value changed based on expert opinion (Prof. Ballif, EPFL, email 19.04.2017)
Note on G6: ====== ID#AAAAGdnL9-0 Gauthier Limpens (2020-04-29 12:37:16) Not necessary anymore
Note on G7: ====== ID#AAAAGdrQhnY Gauthier Limpens (2020-04-29 12:37:16) Not necessary
Note on K7: ====== ID#AAAAGdnL9-A Stefano Moret (2020-04-29 12:37:16) Updated from: Energiestrategie 2050. Berechnung der Energiepotenziale fu ̈r Wind- und Sonnenenergie. Technical report, Office f ́ed ́eral de l’environnement (OFEV), Bern, Switzerland, September 2012.
Note on E10: ====== ID#AAAAGdrQhnc Stefano Moret (2020-04-29 12:37:16) Value from Geo&Bio paper, originally from Leda, is about 1150 (see below). Much lower than ecoinvent (~25000). Difference is that ecoinvent assume 32km total drilling (Léda assumed 3*6km). Léda's impact for drilling (per meter) is 1/3 of the drilling in ecoinvent. At the end chosen to go for the one from ecoinvent.
Note on G10: ====== ID#AAAAGdnL-AM Stefano Moret (2020-04-29 12:37:16) AES - Electricité géothermique. Indicates 7500 h/y for geothermal plants in 2035
Note on B11: ====== ID#AAAAGdnL-AQ Stefano Moret (2020-04-29 12:37:16) Cogen in industry same as DHN cogen. Apart from NG cogen, which is the same as decentralized gas cogen (for c_inv and c_maint)
Note on E13: ====== ID#AAAAGdrQhno Stefano Moret (2020-04-29 12:37:16) Taken impact per kw_MSW_in from Geo&Bio and scaled to efficiencies used in SES
Note on E15: ====== ID#AAAAGdnL99o Stefano Moret (2020-04-29 12:37:15) Using Geo&Bio value I would obtain 2.59. Probably too low (was obtained by Léda with expoential extrapolation to 50MW). Using ecoinvent value instead
Note on E16: ====== ID#AAAAGdrQhnU Stefano Moret (2020-04-29 12:37:16) Using Geo&Bio value I would obtain 2.59. Probably too low (was obtained by Léda with expoential extrapolation to 50MW). Using ecoinvent value instead
Note on E28: ====== ID#AAAAGdnL-AU Stefano Moret (2020-04-29 12:37:16) Ecoinvent value. In ecoinvent I have 1466 kgCO2/m for drilling. If I consider 3 wells of 4.2km, as in Geo&Bio, the value is 3 times higher than the one in Geo&Bio. See comparison below. Chosen the value from ecoinvent
Note on G30: ====== ID#AAAAGdrQhns Stefano Moret (2020-04-29 12:37:16) To obtain a coherent investment cost, assume that I can use decentralized heat for 2500 h/y. Exception is solar as it is already imposed by c_p_t.
Note on C64: ====== ID#AAAAGdrQhn8 Stefano Moret (2020-04-29 12:37:16) In the model an extra 9400 MCHF is added based on amount of PV+ind
Note on B68: ====== ID#AAAAGdnL9-8 Stefano Moret (2020-04-29 12:37:16) Source: geo&bio paper. Data scaled per MW of main output
Note on B69: ====== ID#AAAAGdnL9_A Stefano Moret (2020-04-29 12:37:16) Source: geo&bio paper. Data scaled per MW of main output
Note on B79: ====== ID#AAAAGdnL99k Gauthier Limpens (2020-04-29 12:37:15) DATA not necessary because it depends on the number of cars
Note on B80: ====== ID#AAAAGdnL9-Y Gauthier Limpens (2020-04-29 12:37:16) DATA not necessary because it depends on the number of cars
Note on B168: ====== ID#AAAAGdnL9_U Stefano Moret (2020-04-29 12:37:16) Assuming 5MWth
Note on B195: ====== ID#AAAAGdnL9_0 Gauthier Limpens (2020-04-29 12:37:16) This number changes a lot depending on the country/geography. This data is based on study of Switzerland

## 3.3 STO
TBC
param storage_eff_in: | ELECTRICITY | GASOLINE | DIESEL | LFO | NG | WOOD | WET_BIOMASS | COAL | URANIUM | WASTE | H2 | SLF | HEAT_HIGH_T | HEAT_LOW_T_DHN | HEAT_LOW_T_DECEN | SPACE_COOLING | PROCESS_COOLING | MOB_PUBLIC | MOB_PRIVATE | MOB_FREIGHT_RAIL | MOB_FREIGHT_ROAD | MOB_FREIGHT_BOAT | RES_WIND | RES_SOLAR | RES_HYDRO | RES_GEO | NON_ENERGY | CO2_ATM | CO2_INDUSTRY | CO2_CAPTURED | PT_HEAT | ST_HEAT:=
DAM_STORAGE | 1 | 0 | 0 | 0 | 0 | 0 | 0 | 0 | 0 | 0 | 0 | 0 | 0 | 0 | 0 | 0 | 0 | 0 | 0 | 0 | 0 | 0 | 0 | 0 | 0 | 0 | 0 | 0 | 0 | 0 | 0 | 0
PHS | 0.866 | 0 | 0 | 0 | 0 | 0 | 0 | 0 | 0 | 0 | 0 | 0 | 0 | 0 | 0 | 0 | 0 | 0 | 0 | 0 | 0 | 0 | 0 | 0 | 0 | 0 | 0 | 0 | 0 | 0 | 0 | 0
BATT_LI | 0.95 | 0 | 0 | 0 | 0 | 0 | 0 | 0 | 0 | 0 | 0 | 0 | 0 | 0 | 0 | 0 | 0 | 0 | 0 | 0 | 0 | 0 | 0 | 0 | 0 | 0 | 0 | 0 | 0 | 0 | 0 | 0
CAES | 0.825 | 0 | 0 | 0 | 0 | 0 | 0 | 0 | 0 | 0 | 0 | 0 | 0 | 0 | 0 | 0 | 0 | 0 | 0 | 0 | 0 | 0 | 0 | 0 | 0 | 0 | 0 | 0 | 0 | 0 | 0 | 0
BEV_BATT | 0.95 | 0 | 0 | 0 | 0 | 0 | 0 | 0 | 0 | 0 | 0 | 0 | 0 | 0 | 0 | 0 | 0 | 0 | 0 | 0 | 0 | 0 | 0 | 0 | 0 | 0 | 0 | 0 | 0 | 0 | 0 | 0
PHEV_BATT | 0.95 | 0 | 0 | 0 | 0 | 0 | 0 | 0 | 0 | 0 | 0 | 0 | 0 | 0 | 0 | 0 | 0 | 0 | 0 | 0 | 0 | 0 | 0 | 0 | 0 | 0 | 0 | 0 | 0 | 0 | 0 | 0
TS_DEC_DIRECT_ELEC | 0 | 0 | 0 | 0 | 0 | 0 | 0 | 0 | 0 | 0 | 0 | 0 | 0 | 0 | 1 | 0 | 0 | 0 | 0 | 0 | 0 | 0 | 0 | 0 | 0 | 0 | 0 | 0 | 0 | 0 | 0 | 0
TS_DEC_HP_ELEC | 0 | 0 | 0 | 0 | 0 | 0 | 0 | 0 | 0 | 0 | 0 | 0 | 0 | 0 | 1 | 0 | 0 | 0 | 0 | 0 | 0 | 0 | 0 | 0 | 0 | 0 | 0 | 0 | 0 | 0 | 0 | 0
TS_DEC_THHP_GAS | 0 | 0 | 0 | 0 | 0 | 0 | 0 | 0 | 0 | 0 | 0 | 0 | 0 | 0 | 1 | 0 | 0 | 0 | 0 | 0 | 0 | 0 | 0 | 0 | 0 | 0 | 0 | 0 | 0 | 0 | 0 | 0
TS_DEC_COGEN_GAS | 0 | 0 | 0 | 0 | 0 | 0 | 0 | 0 | 0 | 0 | 0 | 0 | 0 | 0 | 1 | 0 | 0 | 0 | 0 | 0 | 0 | 0 | 0 | 0 | 0 | 0 | 0 | 0 | 0 | 0 | 0 | 0
TS_DEC_COGEN_OIL | 0 | 0 | 0 | 0 | 0 | 0 | 0 | 0 | 0 | 0 | 0 | 0 | 0 | 0 | 1 | 0 | 0 | 0 | 0 | 0 | 0 | 0 | 0 | 0 | 0 | 0 | 0 | 0 | 0 | 0 | 0 | 0
TS_DEC_ADVCOGEN_GAS | 0 | 0 | 0 | 0 | 0 | 0 | 0 | 0 | 0 | 0 | 0 | 0 | 0 | 0 | 1 | 0 | 0 | 0 | 0 | 0 | 0 | 0 | 0 | 0 | 0 | 0 | 0 | 0 | 0 | 0 | 0 | 0
TS_DEC_ADVCOGEN_H2 | 0 | 0 | 0 | 0 | 0 | 0 | 0 | 0 | 0 | 0 | 0 | 0 | 0 | 0 | 1 | 0 | 0 | 0 | 0 | 0 | 0 | 0 | 0 | 0 | 0 | 0 | 0 | 0 | 0 | 0 | 0 | 0
TS_DEC_BOILER_GAS | 0 | 0 | 0 | 0 | 0 | 0 | 0 | 0 | 0 | 0 | 0 | 0 | 0 | 0 | 1 | 0 | 0 | 0 | 0 | 0 | 0 | 0 | 0 | 0 | 0 | 0 | 0 | 0 | 0 | 0 | 0 | 0
TS_DEC_BOILER_WOOD | 0 | 0 | 0 | 0 | 0 | 0 | 0 | 0 | 0 | 0 | 0 | 0 | 0 | 0 | 1 | 0 | 0 | 0 | 0 | 0 | 0 | 0 | 0 | 0 | 0 | 0 | 0 | 0 | 0 | 0 | 0 | 0
TS_DEC_BOILER_OIL | 0 | 0 | 0 | 0 | 0 | 0 | 0 | 0 | 0 | 0 | 0 | 0 | 0 | 0 | 1 | 0 | 0 | 0 | 0 | 0 | 0 | 0 | 0 | 0 | 0 | 0 | 0 | 0 | 0 | 0 | 0 | 0
TS_DHN_DAILY | 0 | 0 | 0 | 0 | 0 | 0 | 0 | 0 | 0 | 0 | 0 | 0 | 0 | 1 | 0 | 0 | 0 | 0 | 0 | 0 | 0 | 0 | 0 | 0 | 0 | 0 | 0 | 0 | 0 | 0 | 0 | 0
TS_DHN_SEASONAL | 0 | 0 | 0 | 0 | 0 | 0 | 0 | 0 | 0 | 0 | 0 | 0 | 0 | 1 | 0 | 0 | 0 | 0 | 0 | 0 | 0 | 0 | 0 | 0 | 0 | 0 | 0 | 0 | 0 | 0 | 0 | 0
SEASONAL_NG | 0 | 0 | 0 | 0 | 0.99 | 0 | 0 | 0 | 0 | 0 | 0 | 0 | 0 | 0 | 0 | 0 | 0 | 0 | 0 | 0 | 0 | 0 | 0 | 0 | 0 | 0 | 0 | 0 | 0 | 0 | 0 | 0
SEASONAL_H2 | 0 | 0 | 0 | 0 | 0 | 0 | 0 | 0 | 0 | 0 | 0.9 | 0 | 0 | 0 | 0 | 0 | 0 | 0 | 0 | 0 | 0 | 0 | 0 | 0 | 0 | 0 | 0 | 0 | 0 | 0 | 0 | 0
CO2_STORAGE | 0 | 0 | 0 | 0 | 0 | 0 | 0 | 0 | 0 | 0 | 0 | 0 | 0 | 0 | 0 | 0 | 0 | 0 | 0 | 0 | 0 | 0 | 0 | 0 | 0 | 0 | 0 | 0 | 0 | 1 | 0 | 0
SLF_STO | 0 | 0 | 0 | 0 | 0 | 0 | 0 | 0 | 0 | 0 | 0 | 1 | 0 | 0 | 0 | 0 | 0 | 0 | 0 | 0 | 0 | 0 | 0 | 0 | 0 | 0 | 0 | 0 | 0 | 0 | 0 | 0
PT_STORAGE | 0 | 0 | 0 | 0 | 0 | 0 | 0 | 0 | 0 | 0 | 0 | 0 | 0 | 0 | 0 | 0 | 0 | 0 | 0 | 0 | 0 | 0 | 0 | 0 | 0 | 0 | 0 | 0 | 0 | 0 | 1 | 0
ST_STORAGE | 0 | 0 | 0 | 0 | 0 | 0 | 0 | 0 | 0 | 0 | 0 | 0 | 0 | 0 | 0 | 0 | 0 | 0 | 0 | 0 | 0 | 0 | 0 | 0 | 0 | 0 | 0 | 0 | 0 | 0 | 0 | 1
TS_COLD | 0 | 0 | 0 | 0 | 0 | 0 | 0 | 0 | 0 | 0 | 0 | 0 | 0 | 0 | 0 | 1 | 0 | 0 | 0 | 0 | 0 | 0 | 0 | 0 | 0 | 0 | 0 | 0 | 0 | 0 | 0 | 0
TS_MOLTEN_SALT | 0 | 0 | 0 | 0 | 0 | 0 | 0 | 0 | 0 | 0 | 0 | 0 | 1 | 0 | 0 | 0 | 0 | 0 | 0 | 0 | 0 | 0 | 0 | 0 | 0 | 0 | 0 | 0 | 0 | 0 | 0 | 0
TBC
param storage_eff_out: | ELECTRICITY | GASOLINE | DIESEL | LFO | NG | WOOD | WET_BIOMASS | COAL | URANIUM | WASTE | H2 | SLF | HEAT_HIGH_T | HEAT_LOW_T_DHN | HEAT_LOW_T_DECEN | SPACE_COOLING | PROCESS_COOLING | MOB_PUBLIC | MOB_PRIVATE | MOB_FREIGHT_RAIL | MOB_FREIGHT_ROAD | MOB_FREIGHT_BOAT | RES_WIND | RES_SOLAR | RES_HYDRO | RES_GEO | NON_ENERGY | CO2_ATM | CO2_INDUSTRY | CO2_CAPTURED | PT_HEAT | ST_HEAT:=
DAM_STORAGE | 1 | 0 | 0 | 0 | 0 | 0 | 0 | 0 | 0 | 0 | 0 | 0 | 0 | 0 | 0 | 0 | 0 | 0 | 0 | 0 | 0 | 0 | 0 | 0 | 0 | 0 | 0 | 0 | 0 | 0 | 0 | 0
PHS | 0.866 | 0 | 0 | 0 | 0 | 0 | 0 | 0 | 0 | 0 | 0 | 0 | 0 | 0 | 0 | 0 | 0 | 0 | 0 | 0 | 0 | 0 | 0 | 0 | 0 | 0 | 0 | 0 | 0 | 0 | 0 | 0
BATT_LI | 0.95 | 0 | 0 | 0 | 0 | 0 | 0 | 0 | 0 | 0 | 0 | 0 | 0 | 0 | 0 | 0 | 0 | 0 | 0 | 0 | 0 | 0 | 0 | 0 | 0 | 0 | 0 | 0 | 0 | 0 | 0 | 0
CAES | 0.825 | 0 | 0 | 0 | 0 | 0 | 0 | 0 | 0 | 0 | 0 | 0 | 0 | 0 | 0 | 0 | 0 | 0 | 0 | 0 | 0 | 0 | 0 | 0 | 0 | 0 | 0 | 0 | 0 | 0 | 0 | 0
BEV_BATT | 0.95 | 0 | 0 | 0 | 0 | 0 | 0 | 0 | 0 | 0 | 0 | 0 | 0 | 0 | 0 | 0 | 0 | 0 | 0 | 0 | 0 | 0 | 0 | 0 | 0 | 0 | 0 | 0 | 0 | 0 | 0 | 0
PHEV_BATT | 0.95 | 0 | 0 | 0 | 0 | 0 | 0 | 0 | 0 | 0 | 0 | 0 | 0 | 0 | 0 | 0 | 0 | 0 | 0 | 0 | 0 | 0 | 0 | 0 | 0 | 0 | 0 | 0 | 0 | 0 | 0 | 0
TS_DEC_DIRECT_ELEC | 0 | 0 | 0 | 0 | 0 | 0 | 0 | 0 | 0 | 0 | 0 | 0 | 0 | 0 | 1 | 0 | 0 | 0 | 0 | 0 | 0 | 0 | 0 | 0 | 0 | 0 | 0 | 0 | 0 | 0 | 0 | 0
TS_DEC_HP_ELEC | 0 | 0 | 0 | 0 | 0 | 0 | 0 | 0 | 0 | 0 | 0 | 0 | 0 | 0 | 1 | 0 | 0 | 0 | 0 | 0 | 0 | 0 | 0 | 0 | 0 | 0 | 0 | 0 | 0 | 0 | 0 | 0
TS_DEC_THHP_GAS | 0 | 0 | 0 | 0 | 0 | 0 | 0 | 0 | 0 | 0 | 0 | 0 | 0 | 0 | 1 | 0 | 0 | 0 | 0 | 0 | 0 | 0 | 0 | 0 | 0 | 0 | 0 | 0 | 0 | 0 | 0 | 0
TS_DEC_COGEN_GAS | 0 | 0 | 0 | 0 | 0 | 0 | 0 | 0 | 0 | 0 | 0 | 0 | 0 | 0 | 1 | 0 | 0 | 0 | 0 | 0 | 0 | 0 | 0 | 0 | 0 | 0 | 0 | 0 | 0 | 0 | 0 | 0
TS_DEC_COGEN_OIL | 0 | 0 | 0 | 0 | 0 | 0 | 0 | 0 | 0 | 0 | 0 | 0 | 0 | 0 | 1 | 0 | 0 | 0 | 0 | 0 | 0 | 0 | 0 | 0 | 0 | 0 | 0 | 0 | 0 | 0 | 0 | 0
TS_DEC_ADVCOGEN_GAS | 0 | 0 | 0 | 0 | 0 | 0 | 0 | 0 | 0 | 0 | 0 | 0 | 0 | 0 | 1 | 0 | 0 | 0 | 0 | 0 | 0 | 0 | 0 | 0 | 0 | 0 | 0 | 0 | 0 | 0 | 0 | 0
TS_DEC_ADVCOGEN_H2 | 0 | 0 | 0 | 0 | 0 | 0 | 0 | 0 | 0 | 0 | 0 | 0 | 0 | 0 | 1 | 0 | 0 | 0 | 0 | 0 | 0 | 0 | 0 | 0 | 0 | 0 | 0 | 0 | 0 | 0 | 0 | 0
TS_DEC_BOILER_GAS | 0 | 0 | 0 | 0 | 0 | 0 | 0 | 0 | 0 | 0 | 0 | 0 | 0 | 0 | 1 | 0 | 0 | 0 | 0 | 0 | 0 | 0 | 0 | 0 | 0 | 0 | 0 | 0 | 0 | 0 | 0 | 0
TS_DEC_BOILER_WOOD | 0 | 0 | 0 | 0 | 0 | 0 | 0 | 0 | 0 | 0 | 0 | 0 | 0 | 0 | 1 | 0 | 0 | 0 | 0 | 0 | 0 | 0 | 0 | 0 | 0 | 0 | 0 | 0 | 0 | 0 | 0 | 0
TS_DEC_BOILER_OIL | 0 | 0 | 0 | 0 | 0 | 0 | 0 | 0 | 0 | 0 | 0 | 0 | 0 | 0 | 1 | 0 | 0 | 0 | 0 | 0 | 0 | 0 | 0 | 0 | 0 | 0 | 0 | 0 | 0 | 0 | 0 | 0
TS_DHN_DAILY | 0 | 0 | 0 | 0 | 0 | 0 | 0 | 0 | 0 | 0 | 0 | 0 | 0 | 1 | 0 | 0 | 0 | 0 | 0 | 0 | 0 | 0 | 0 | 0 | 0 | 0 | 0 | 0 | 0 | 0 | 0 | 0
TS_DHN_SEASONAL | 0 | 0 | 0 | 0 | 0 | 0 | 0 | 0 | 0 | 0 | 0 | 0 | 0 | 1 | 0 | 0 | 0 | 0 | 0 | 0 | 0 | 0 | 0 | 0 | 0 | 0 | 0 | 0 | 0 | 0 | 0 | 0
SEASONAL_NG | 0 | 0 | 0 | 0 | 0.995 | 0 | 0 | 0 | 0 | 0 | 0 | 0 | 0 | 0 | 0 | 0 | 0 | 0 | 0 | 0 | 0 | 0 | 0 | 0 | 0 | 0 | 0 | 0 | 0 | 0 | 0 | 0
SEASONAL_H2 | 0 | 0 | 0 | 0 | 0 | 0 | 0 | 0 | 0 | 0 | 0.98 | 0 | 0 | 0 | 0 | 0 | 0 | 0 | 0 | 0 | 0 | 0 | 0 | 0 | 0 | 0 | 0 | 0 | 0 | 0 | 0 | 0
CO2_STORAGE | 0 | 0 | 0 | 0 | 0 | 0 | 0 | 0 | 0 | 0 | 0 | 0 | 0 | 0 | 0 | 0 | 0 | 0 | 0 | 0 | 0 | 0 | 0 | 0 | 0 | 0 | 0 | 0 | 0 | 1 | 0 | 0
SLF_STO | 0 | 0 | 0 | 0 | 0 | 0 | 0 | 0 | 0 | 0 | 0 | 1 | 0 | 0 | 0 | 0 | 0 | 0 | 0 | 0 | 0 | 0 | 0 | 0 | 0 | 0 | 0 | 0 | 0 | 0 | 0 | 0
PT_STORAGE | 0 | 0 | 0 | 0 | 0 | 0 | 0 | 0 | 0 | 0 | 0 | 0 | 0 | 0 | 0 | 0 | 0 | 0 | 0 | 0 | 0 | 0 | 0 | 0 | 0 | 0 | 0 | 0 | 0 | 0 | 1 | 0
ST_STORAGE | 0 | 0 | 0 | 0 | 0 | 0 | 0 | 0 | 0 | 0 | 0 | 0 | 0 | 0 | 0 | 0 | 0 | 0 | 0 | 0 | 0 | 0 | 0 | 0 | 0 | 0 | 0 | 0 | 0 | 0 | 0 | 1
TS_COLD | 0 | 0 | 0 | 0 | 0 | 0 | 0 | 0 | 0 | 0 | 0 | 0 | 0 | 0 | 0 | 1 | 0 | 0 | 0 | 0 | 0 | 0 | 0 | 0 | 0 | 0 | 0 | 0 | 0 | 0 | 0 | 0
TS_MOLTEN_SALT | 0 | 0 | 0 | 0 | 0 | 0 | 0 | 0 | 0 | 0 | 0 | 0 | 1 | 0 | 0 | 0 | 0 | 0 | 0 | 0 | 0 | 0 | 0 | 0 | 0 | 0 | 0 | 0 | 0 | 0 | 0 | 0
param : | storage_charge_time | storage_discharge_time | storage_availability | storage_losses | :=
DAM_STORAGE | 1 | 1 | 1 | 0
PHS | 6.12 | 6.12 | 1 | 0
BATT_LI | 4 | 4 | 1 | 0.0002 |  |  | % In this propose version, we assume a very high share of connected vehicles (cfr paper). To be more realistic, we advise 20% of storage_availability_share
CAES | 6.84 | 4.1 | 1 | 0.0208 |  |  | % In this propose version, we assume a very high share of connected vehicles (cfr paper). To be more realistic, we advise 20% of storage_availability_share
BEV_BATT | 10 | 4 | 0.2 | 0.0002
PHEV_BATT | 10 | 4 | 0.2 | 0.0002
TS_DEC_DIRECT_ELEC | 4 | 4 | 1 | 0.00824
TS_DEC_HP_ELEC | 4 | 4 | 1 | 0.00824
TS_DEC_THHP_GAS | 4 | 4 | 1 | 0.00824
TS_DEC_COGEN_GAS | 4 | 4 | 1 | 0.00824
TS_DEC_COGEN_OIL | 4 | 4 | 1 | 0.00824
TS_DEC_ADVCOGEN_GAS | 4 | 4 | 1 | 0.00824
TS_DEC_ADVCOGEN_H2 | 4 | 4 | 1 | 0.00824
TS_DEC_BOILER_GAS | 4 | 4 | 1 | 0.00824
TS_DEC_BOILER_WOOD | 4 | 4 | 1 | 0.00824 |  |  | 2 is arbitrary choosen
TS_DEC_BOILER_OIL | 4 | 4 | 1 | 0.00824 |  |  | 168 is arbitrary choosen (in the data, they say that the storage is suitable for weekly to seasonal storage).
TS_DHN_DAILY | 60.3 | 60.3 | 1 | 0.00833
TS_DHN_SEASONAL | 150 | 150 | 1 | 6.06e-05
SEASONAL_NG | 2256 | 752 | 1 | 0
SEASONAL_H2 | 4 | 4 | 1 | 0
CO2_STORAGE | 1 | 1 | 1 | 0
SLF_STO | 1 | 1 | 1 | 0
PT_STORAGE | 1.33 | 1.33 | 1 | 0.000355
ST_STORAGE | 1.33 | 1.33 | 1 | 0.000355
TS_COLD | 4 | 4 | 1 | 0.00824
TS_MOLTEN_SALT | 1.33 | 1.33 | 1 | 0.000355
;
Sources
PHES | 203 | hours of charge | Based on Swiss energy capacity and power installed
BATT_LI | 4 | hours of charge | Zakeri 2015 (Electrical energy storage systems: A comparative life cycle cost analysis) Table B1
BEV_BATT | 10 | hours of charge | Arbitrary, based on Stationnary BATT_LI
PHEV_BATT | 10 | hours of charge | Arbitrary, based on Stationnary BATT_LI
Others | No constrained | (even for DHN because not compatible)
PHES | 203 | hours of discharge | Based on Swiss energy capacity and power installed
BATT_LI | 4 | hours of discharge | Zakeri 2015 (Electrical energy storage systems: A comparative life cycle cost analysis) Table B1
BEV_BATT | 4 | hours of discharge | Arbitrary, based on Stationnary BATT_LI
PHEV_BATT | 4 | hours of discharge | Arbitrary, based on Stationnary BATT_LI
Others | No constrained | (even for DHN because not compatible)
BEV vehicle | 20% | <=> only this share is available for charge/discharge at a time | Arbitrary
Others | 100% | <=> no constrained on the availability
BATT_LI |  | Limpens 2018, table 1 + Zakeri 2015 (Electrical energy storage systems: A comparative life cycle cost analysis) Table B1
BEV_BATT |  | Arbitrary based on BATT_Li
PHEV_BATT |  | Arbitrary based on BATT_Li
TS_DEC_HP_ELEC |  | Adapted from PhD thesis (R. JAKOB) : "Urban Energy System Design from the Heat Perspective using mathematical Programming including thermal Storage". Post treatment done in excel sheet : "TS data.docx"
TS_DEC_DIRECT_ELEC
TS_DEC_THHP_GAS
TS_DEC_COGEN_GAS
TS_DEC_COGEN_OIL
TS_DEC_ADVCOGEN_GAS
TS_DEC_ADVCOGEN_H2
TS_DEC_BOILER_GAS
TS_DEC_BOILER_WOOD
TS_DEC_BOILER_OIL
TS_DHN_DAILY
TS_DHN_SEASONAL
Note on B60: ====== ID#AAAAGdnL9_k Gauthier Limpens (2020-04-29 12:37:16) Time required to charge a storage If 1 <=> can be recharge within 1h, or it is constrained by the power capacity
Note on C60: ====== ID#AAAAGdnL998 Gauthier Limpens (2020-04-29 12:37:16) Time required to discharge a storage If 1, then can be recharge within 1 hour or is constrained by the power capacity